## Meters
Residential Meter & Commercial | Whole Current Energy Meter | Single Phase Whole Current Energy Meter
Three Phase Whole Current Trivector Energy Meter
| Prepayment Energy Meter | Single Phase Prepayment Meter
Three Phase Prepayment Meter
| Smart Meter | Single Phase Smart Meter
Three Phase Smart Meter
| Rail Mounted Meter | Rail Mounted Meter
Industrial |  | Three Phase Whole Current Trivector Energy Meter
Three Phase Thread Through Long Range Trivector Meter
Three Phase HTCT Meter
Three Phase LTCT Meter

## Cables & Wiresc
CCTV Cables | 3 + 1 CCTV Cable
4 +1 CCTV Cable
Co-Axial Cable | RG 59F PVC Unarmoured Co-Axial Cable
RG 6F PVC Unarmoured Co-Axial Cable
RG 11F PVC Unarmoured Co-Axial Cable
RG 11 CCS Unarmoured Co-Axial Cable
RG 6 CCS Unarmoured Co-Axial Cable
RG 59F PVC ArmouredCo-Axial Cable
RG 6F PVC ArmouredCo-Axial Cable
RG 11F PVC ArmouredCo-Axial Cable
RG 11 CCS ArmouredCo-Axial Cable
RG 6 CCS ArmouredCo-Axial Cable

## Modular PLates
Modular Plates | 1M Polycarbonate Modular Plate
2M Polycarbonate Modular Plate
3M Polycarbonate Modular Plate
4M Polycarbonate Modular Plate
6M Polycarbonate Modular Plate
8M Polycarbonate Modular Plate
8M Polycarbonate Square Modular Plate
12M Polycarbonate Modular Plate
16M Polycarbonate Modular Plate
18M Polycarbonate Square Modular Plate
Switch | 16A 1-way Switch With Ind.
10A 1- way Switch
16A 1-way Switch
10A Bell Push with Ind. Switch
32A DP 1-Way Switch With Ind.
10A Bell Push Switch
16A 2-way Switch w/ind.
25A 2-Way Switch
10A 2-Way Switch
6A 1-way Switch
6A 2-way Switch
6A 1-way Switch with Ind.
16A 2-way Switch
25A 1 -way Switch w/ind.
6A Bell Push with Ind.
Fan Regulators | 4 Step Fan Regulator 1M
5 Step Fan Regulator 2M
Dimmer 400W 1M
Dimmer 600W 2M
RJ-11 Telephone Socket Shuttered 2L 1M
RJ-45 Krone Jack CAT-6 Shuttered 1M
TV Co-Axial Socket 1M
Electronic Buzzer 230V 2M
Neon Indicator 230V 1M
Foot Light (Cool White LED) 230V 3M
Blank Plate 1M
32A Key Tag Switch
Key Tag Ring
2A USB Charger 2000mA/5V 1M
06A 1P Mini MCB 1M
10A 1P Mini MCB 1M
16A 1P Mini MCB 1M
20A 1P Mini MCB 1M
25A 1P Mini MCB 1M
32A 1P Mini MCB 1M
25A 1P+N Motor Starter Switch 2M
32A 1P+N Motor Starter Switch 2M
DND & MMR Indicator / bell push switch outside unit 3M
DND & MMR Switch Inside Unit 2M
DND & MMR Indicator / Bell Push Switch outside unit 3M
DND & MMR Switches inside Unit 2M
06A 1P+N Mini MCB 2M
10A 1P+N Mini MCB 2M
16A 1P+N Mini MCB 2M
20A 1P+N Mini MCB 2M
25A 1P+N Mini MCB 2M
32A 1P+N Mini MCB 2M
06A 1P Mini MCB 1M
10A 1P Mini MCB 1M
16A 1P Mini MCB 1M
20A 1P Mini MCB 1M
25A 1P Mini MCB 1M
32A 1P Mini MCB 1M
25A 1P+N Motor Starter Switch 2M
32A 1P+N Motor Starter Switch 2M
06A 1P+N Mini MCB 2M
10A 1P+N Mini MCB 2M
16A 1P+N Mini MCB 2M
20A 1P+N Mini MCB 2M
25A 1P+N Mini MCB 2M
32A 1P+N Mini MCB 2M
Here are the products listed in the image you provided:
10A 1-way Switch 1M
10A 2-way Switch 1M
10A 1-way Switch w/ind. 1M
10A Bell Push 1M
10A Bell Push w/ind. 1M
16A 1-way Switch 1M
16A 2-way Switch 1M
16A 1-way Switch w/ind. 1M
If you need any further assistance, feel free to ask!
Here are the products listed in the image you provided:
10A 1-way Switch w/ind. 2M
10A 2-way Switch 2M
10A Bell Push w/ind. 2M
16A 1-way Switch w/ind. 2M
32A DP 1-way Switch w/ind. 2M
If you need any further assistance, feel free to ask!
Here are the products listed in the image you provided:
6A 2-Pin Socket Outlet Euro 1M
6A 5-Pin Socket Outlet 2M
6A Socket Outlet-Multi 2M
6/16A Twin Socket Outlet Shuttered 2M
6/25A Universal Socket 2M
6/16A Twin Socket Outlet Shuttered (for Glass Plates) 2M
If you need any further assistance, feel free to ask!
Here are the products listed in the image you provided:
DIMMER / FAN REGULATOR
Dimmer 400W 1M
Dimmer 400W 2M
4-Step 360-deg. Fan Regulator 1M
5-Step 360-deg. Fan Regulator 2M
NEON INDICATOR / NIGHT LAMP
Neon Indicator 230V 1M
Night Lamp 230V 2M
If you need any further assistance, feel free to ask!
Here are the products listed in the image you provided:
Electronic Buzzer 230V 2M
Foot-light w/3-LED 230V 2M
L.E.D with Shrink Sleeve 2M
If you need any further assistance, feel free to ask!
Here are the products listed in the image you provided:
RJ-11 Telephone Socket Shuttered 1M
RJ-11 Telephone Socket 4L 1M
RJ-45 Krone Jack CAT-6 Shuttered 1M
TV Co-axial Socket 1M
If you need any further assistance, feel free to ask!
Here are the products listed in the image you provided:
Do Not Disturb Indicator Unit (Outside) 1M
Make My Room Indicator Unit (Outside) 1M
Pick My Laundry Indicator Unit (Outside) 1M
Do Not Disturb Switch With LED (Inside) 1M
Make My Room Switch With LED (Inside) 1M
Pick My Laundry Switch With LED (Inside) 1M
25A Electronic Switch With Card 3M
Electronic Card Only
If you need any further assistance, feel free to ask!
Here is the product listed in the image you provided:
Blank Plate 1M
If you need any further assistance, feel free to ask!
Here are the products listed in the image you provided:
6A 1P Mini MCB 1M
10A 1P Mini MCB 1M
16A 1P Mini MCB 1M
20A 1P Mini MCB 1M
25A 1P Mini MCB 1M
32A 1P Mini MCB 1M
6A 1P+N Mini MCB 2M
10A 1P+N Mini MCB 2M
16A 1P+N Mini MCB 2M
20A 1P+N Mini MCB 2M
25A 1P+N Mini MCB 2M
32A 1P+N Mini MCB 2M
25A 1P+N Motor Starter Switch 2M
32A 1P+N Motor Starter Switch 2M
2A USB Charger 2000mA/5V 2M
2A USB Charger with Charging Indication 1M
HDMI Socket 1M
HDMI Socket - L Shape 1M
Shaver Socket 2M
If you need any further assistance, feel free to ask!
Here are the products listed in the image you provided:
IR TOUCH SCREEN SWITCH / FAN REGULATOR & LIGHT DIMMER
Switch IR Touch Screen 2M
Light Dimmer IR Touch Screen 2M
Fan Regulator IR Touch Screen 2M
Light Dimmer IR 9 Step 300W 2M
16A Switch w/ind. IR Touch Screen 2M
30A Switch w/ind. IR Touch Screen 2M
IR TOUCH SCREEN - DND / CLEAN MY ROOM / BELL SWITCH / REMOTE CONTROL
DND / Clean My Room Indicator with Bell IR Touch Screen Outdoor Unit 2M
DND / Clean My Room IR Touch Screen Indoor Unit 2M
Bell Switch IR Touch Screen 2M
Remote Control Unit Touch Pad
If you need any further assistance, feel free to ask!
Here are the products listed in the image you provided:
1 Switch IR Touch Feel 2M
2 Switch IR Touch Feel 2M
4 Switch IR Touch Feel 2M
3 Switch 1 Bell IR Touch Feel 2M
If you need any further assistance, feel free to ask!
FAN REGULATOR / LIGHT DIMMER TOUCH FEEL
Fan Regulator 8 Step IR Touch Feel 2M
Light Dimmer 9 Step 300W IR Touch Feel 2M
16A Switch with Indicator IR Touch Feel 2M
30A Switch with Indicator IR Touch Feel 2M
Bell Switch IR Touch Feel 2M
KIDDZ SWITCHES (for KIDS)
Kids Smiley Switches (Pink-Girl) 2M
Kids Smiley Switches (Blue-Boy) 2M
Smiley 4 IR Touch Switches - Pink 2M
Smiley 4 IR Touch Switches - Blue 2M
Here are the products listed in the image you provided:
1. 1M Surface Mounting Plastic Box
2. 2M Surface Mounting Plastic Box
3. 3M Surface Mounting Plastic Box
4. 4M Surface Mounting Plastic Box
5. 6M Surface Mounting Plastic Box
6. 8M Square Surface Mounting Plastic Box
7. 8M Horizontal Surface Mounting Plastic Box
8. 12M Surface Mounting Plastic Box
If you need more details about these products or have any other questions, feel free to ask!
Here are the products listed in the new image you provided:
1. 6A 4 + 1 Multi Plug
2. 6A 2 Pin G-Square Flex Box with 4 Meter
3. 6A 2 Pin Power Strip with USB Charging Point
4. 6A Travel Adaptor with Twin USB Charging Port (MTL)
5. 6A Travel Adaptor with Twin USB Charging Port (PC)
6. 6A 3 Pin Multi Plug with Surge Protector
7. 6A 3 Pin Multi Plug
If you need more details or have any other questions, feel free to ask!
Here are the products listed in the new image you provided:
1. 16A 3-Pin Plug ISI
2. 06A 3-Pin Plug ISI
3. 4-Way Extension Board with Surge Protection (Orange), cord length 3 meters
4. 4-Way Extension Board with USB Socket / Surge Protection (Orange), cord length 3 meters
5. Angled / Batten Bulbholder Levana
6. Jumbo Ceiling Rose 3T Levana
7. Jumbo Ceiling Rose 2T Levana
If you need more details or have any other questions, feel free to ask!

## Lightining
LED Panels | Clip On Led Panel 18W- 3000K
Clip On Led Panel 18W- 4000K
Clip On Led Panel 18W- 6500K
Led Surface Panel 24W 6500K SQ
Led Surface Panel 24W 6500K RD
Led Surface Panel 24W 4000K SQ
Led Surface Panel 24W 4000K RD
Led Surface Panel 24W 3000K SQ
Led Surface Panel 24W 3000K RD
Clip on LED 12W 3000K
Clip on LED 12W 4000K
Clip on LED 12W 6500K
Round LED Panel 18W 4000K
Round LED Panel 18W 3000K
Round LED Panel 18W 6500K
LED Panel 20W RD 4000K
LED Panel 20W RD 3000K
LED Panel 20W RD 6500K
LED Panel 20W SQ 4000K
LED Panel 20W SQ 3000K
LED Panel 20W SQ 6500K
LED COB | LED COB Spotlight 9W 6K
LED COB Spotlight 9W 4K
LED COB Spotlight 9W 3K
LED COB Spotlight 6W 6K
LED COB Spotlight 6W 4K
LED COB Spotlight 6W 3K
LED COB Spotlight 3W 6K
LED COB Spotlight 3W 3K
LED COB Spotlight 24W 6K
LED COB Spotlight 24W 3K
LED COB Spotlight 18W 6K
LED COB Spotlight 18W 4K
LED COB Spotlight 18W 3K
LED COB Spotlight 12W 6K
LED COB Spotlight 12W 4K
LED COB Spotlight 12W 3K
LED COB Spotlight 24W 4K
LED BATTERN | LED Battern 20W 6500K
LED Battern 10W 6500K
LED Battern 30W 6500K
LED Battern 1 Feet 8W 6500K
LED Battern 2 Feet 12W 6500K
LED Battern 4 Feet 18W 6500K
led battern sq 4ft 24w 6500k

## Industrial Light
Well Glass | 24W Well Glass Light | Clear Type
| 35W Well Glass Light | Diffused Type
40W Well Glass Light
70W Well Glass Light
Led Street Light | 20W LED Street Light
25W LED Street Light
30W LED Street Light
50W LED Street Light
75W LED Street Light
100W LED Street Light
15W LED Street Light
35W LED Street Light
45W LED Street Light
60W LED Street Light
90W LED Street Light
120W LED Street Light
135W LED Street Light
150W LED Street Light
180W LED Street Light
200W LED Street Light
220W LED Street Light
250W LED Street Light
Flood Light | 20W LED Flood Light
30W LED Flood Light
50W LED Flood Light
70W LED Flood Light
100W LED Flood Light
150W LED Flood Light
90W LED Flood Light
200W LED Flood Light
250W LED Flood Light
300W LED Flood Light
350W LED Flood Light
400W LED Flood Light
500W LED Flood Light
LED Bollard | 10W IP65 LED Bollard
LED Post Top | 40W LED Post Top 4000K
40W LED Post Top 5700K
20W LED Post Top 4000K
20W LED Post Top 5700K
60W LED Post Top 4000K
60W LED Post Top 5700K
70W LED Post Top 4000K
70W LED Post Top 5700K
Smart LED Street | 60W Smart LED Street Light
90W Smart LED Street Light
120W Smart LED Street Light
200W Smart LED Street Light
LED Baylight | 80W LED Baylight
100W LED Baylight
120W LED Baylight
150W LED Baylight
180W LED Baylight
60W LED Baylight
LED Batterns | 20W IP-20 Industrial Battern 4000K
20W IP-20 Industrial Battern 5700K
40W IP-20 Industrial Battern 4000K
40W IP-20 Industrial Battern 5700K
Led Battern with heat sink | 20W Industrial LED Battern with inbuilt heat sink 4000K
20W Industrial LED Battern with inbuilt heat sink 5700K
20W Industrial LED Battern with inbuilt heat sink 6500K
40W Industrial LED Battern with inbuilt heat sink 4000K
40W Industrial LED Battern with inbuilt heat sink 5700K
40W Industrial LED Battern with inbuilt heat sink 6500K
Under Canopy | 80W Led Under Canopy
Bulk Head | 10W Ceiling and Wall Mount LED Bulk Head
IP-54 Trunking Battern | 40W IP-54 Trunking LED-Battern
Cleanroom Bottom Openig | 18W LED Cleanroom Recess Mounted with Bottom Opening 4000K
22W LED Cleanroom Recess Mounted with Bottom Opening 4000K
28W LED Cleanroom Recess Mounted with Bottom Opening 4000K
36W LED Cleanroom Recess Mounted with Bottom Opening 4000K
45W LED Cleanroom Recess Mounted with Bottom Opening 4000K
60W LED Cleanroom Recess Mounted with Bottom Opening 4000K
18W LED Cleanroom Recess Mounted with Bottom Opening 5700K
22W LED Cleanroom Recess Mounted with Bottom Opening 5700K
28W LED Cleanroom Recess Mounted with Bottom Opening 5700K
36W LED Cleanroom Recess Mounted with Bottom Opening 5700K
45W LED Cleanroom Recess Mounted with Bottom Opening 5700K
60W LED Cleanroom Recess Mounted with Bottom Opening 5700K
Commercial Lighting
Downlight | Aluminium Downlight | 6W Aluminium Recessed LED Downlight 3000K
9W Aluminium Recessed LED Downlight 3000K
12W Aluminium Recessed LED Downlight 3000K
15W Aluminium Recessed LED Downlight 3000K
18W Aluminium Recessed LED Downlight 3000K
20W Aluminium Recessed LED Downlight 3000K
6W Aluminium Recessed LED Downlight 4000K
9W Aluminium Recessed LED Downlight 4000K
12W Aluminium Recessed LED Downlight 4000K
15W Aluminium Recessed LED Downlight 4000K
18W Aluminium Recessed LED Downlight 4000K
20W Aluminium Recessed LED Downlight 4000K
6W Aluminium Recessed LED Downlight 6500K
9W Aluminium Recessed LED Downlight 6500K
12W Aluminium Recessed LED Downlight 6500K
15W Aluminium Recessed LED Downlight 6500K
18W Aluminium Recessed LED Downlight 6500K
20W Aluminium Recessed LED Downlight 6500K
| PC | 5W PC LED Downlight 3000K
10W PC LED Downlight 3000K
15W PC LED Downlight 3000K
5W PC LED Downlight 4000K
10W PC LED Downlight 4000K
15W PC LED Downlight 4000K
5W PC LED Downlight 6500K
10W PC LED Downlight 6500K
15W PC LED Downlight 6500K
Panel Light |  | 10W Circular Aluminium Panel LED Light 3000K
10W Circular Aluminium Panel LED Light 4000K
10W Circular Aluminium Panel LED Light 6000K
15W Circular Aluminium Panel LED Light 3000K
15W Circular Aluminium Panel LED Light 4000K
15W Circular Aluminium Panel LED Light 6000K
20W Circular Aluminium Panel LED Light 3000K
20W Circular Aluminium Panel LED Light 4000K
20W Circular Aluminium Panel LED Light 6000K
10W Square Aluminium Panel LED Light 3000K
10W Square Aluminium Panel LED Light 4000K
10W Square Aluminium Panel LED Light 6000K
15W Square Aluminium Panel LED Light 3000K
15W Square Aluminium Panel LED Light 4000K
15W Square Aluminium Panel LED Light 6000K
20W Square Aluminium Panel LED Light 3000K
20W Square Aluminium Panel LED Light 4000K
20W Square Aluminium Panel LED Light 6000K
Surface Mounted |  | 10W Aluminium Circular LED Panel Surface Mounted 3000K
10W Aluminium Circular LED Panel Surface Mounted 4000K
10W Aluminium Circular LED Panel Surface Mounted 6000K
15W Aluminium Circular LED Panel Surface Mounted 3000K
15W Aluminium Circular LED Panel Surface Mounted 4000K
15W Aluminium Circular LED Panel Surface Mounted 6000K
20W Aluminium Circular LED Panel Surface Mounted 3000K
20W Aluminium Circular LED Panel Surface Mounted 4000K
20W Aluminium Circular LED Panel Surface Mounted 6000K
10W Aluminium Square LED Panel Surface Mounted 3000K
10W Aluminium Square LED Panel Surface Mounted 4000K
10W Aluminium Square LED Panel Surface Mounted 6000K
15W Aluminium Square LED Panel Surface Mounted 3000K
15W Aluminium Square LED Panel Surface Mounted 4000K
15W Aluminium Square LED Panel Surface Mounted 6000K
20W Aluminium Square LED Panel Surface Mounted 3000K
20W Aluminium Square LED Panel Surface Mounted 4000K
20W Aluminium Square LED Panel Surface Mounted 6000K
Circular Suspended Light |  | 25W Circular Suspended LED Light 4000K
25W Circular Suspended LED Light 5700K
32W Circular Suspended LED Light 4000K
32W Circular Suspended LED Light 5700K
40W Circular Suspended LED Light 4000K
40W Circular Suspended LED Light 5700K
Cyclindrical Suspended Light |  | 12W Cyclindrical Suspended LED Light 4000K
12W Cyclindrical Suspended LED Ligh 5700K
20W Cyclindrical Suspended LED Light 4000K
20W Cyclindrical Suspended LED Ligh 5700K
12W Cyclindrical SurfaceLED Light 4000K
12W Cyclindrical SurfaceLED Ligh 5700K
20W Cyclindrical SurfaceLED Light 4000K
20W Cyclindrical SurfaceLED Ligh 5700K
| LED Copper Light | 10m Copper String LED Light
| LED Strip Light | 120 LED/Mtr LED Strip Light-5m
60 LED/Mtr LED Strip Light-5m
| LED Galaxy Strip Divider | 12W LED Galaxy Strip Divider 2Amp
12W LED Galaxy Strip Divider 3Amp
12W LED Galaxy Strip Divider 5Amp
| LED Rope Light | 50m LED Rope Light 60 LED/Mtr
50m LED Rope Light 120 LED/Mtr
18m LED Rope Light 120 LED/Mtr
Decorative Bulb |  | 0.5W Decorative LED Bulb
7W Decorative LED Bulb
LED Candle Bulb |  | 3W E14 Frosted LED Candle Bulb
3W E27 Frosted LED Candle Bulb
4.5W E14 Frosted LED Candle Bulb
4.5W E27 Frosted LED Candle Bulb
4.5W E14 Clear LED Candle Bulb
4.5W E27 Clear LED Candle Bulb
4.5W E14 Mushroom LED Candle Bulb
4.5W E27 Mushroom LED Candle Bulb
LED Bulbs |  | 3W B22 LED Bulb
5W B22 LED Bulb
7W B22 LED Bulb
9W B22 LED Bulb
12W B22 LED Bulb
14W B22 LED Bulb
18W B22 LED Bulb
20W B22 LED Bulb
23W B22 LED Bulb
26W B22 LED Bulb
3W E27 LED Bulb
5W E27 LED Bulb
7W E27 LED Bulb
9W E27 LED Bulb
12W E27 LED Bulb
14W E27 LED Bulb
18W E27 LED Bulb
20W E27 LED Bulb
23W E27 LED Bulb
26W E27 LED Bulb
30W B22 LED Bulb
50W B22 LED Bulb
40W B22 LED Bulb
60W B22 LED Bulb

## GI Boxes2
20mm LMS FRLS Upvc Conduit
25mm LMS FRLS Upvc Conduit
32mm LMS FRLS Upvc Conduit
40mm LMS FRLS Upvc Conduit
50mm LMS FRLS Upvc Conduit
20mm MMS FRLS Upvc Conduit
25mm MMS FRLS Upvc Conduit
32mm MMS FRLS Upvc Conduit
40mm MMS FRLS Upvc Conduit
50mm MMS FRLS Upvc Conduit
20mm HMS FRLS Upvc Conduit
25mm HMS FRLS Upvc Conduit
32mm HMS FRLS Upvc Conduit
40mm HMS FRLS Upvc Conduit
50mm HMS FRLS Upvc Conduit
Got it! Here are the uPVC Mini Trunking Profile products with their sizes:
1. uPVC Mini Trunking Profile 20 x 12 mm
2. uPVC Mini Trunking Profile 25 x 12 mm
3. uPVC Mini Trunking Profile 30 x 15 mm
4. uPVC Mini Trunking Profile 32 x 12 mm
5. uPVC Mini Trunking Profile 16 x 16 mm
6. uPVC Mini Trunking Profile 25 x 16 mm
7. uPVC Mini Trunking Profile 32 x 16 mm
8. uPVC Mini Trunking Profile 38 x 16 mm
9. uPVC Mini Trunking Profile 38 x 25 mm
10. uPVC Mini Trunking Profile 38 x 38 mm
11. uPVC Mini Trunking Profile 50 x 16 mm
If there’s anything else you need, feel free to ask!
Sure! Here are the uPVC Maxi Trunking Profile products with their sizes:
1. uPVC Maxi Trunking Profile 50 x 50 mm
2. uPVC Maxi Trunking Profile 75 x 50 mm
3. uPVC Maxi Trunking Profile 75 x 75 mm
4. uPVC Maxi Trunking Profile 100 x 50 mm
5. uPVC Maxi Trunking Profile 100 x 100 mm
6. uPVC Maxi Trunking Profile 150 x 50 mm
7. uPVC Maxi Trunking Profile 150 x 100 mm
If you need any more information, feel free to ask!

## Upvc Conduict Fittings
without lid
1. 65 mm uPVC Circular Lid with Screw
2. 80 mm uPVC Circular Lid with Screw
3. 85 mm uPVC Circular Lid with Screw
4. 90 mm uPVC Circular Lid with Screw
5. 93 mm uPVC Circular Lid with Screw
6. 110 mm uPVC Circular Lid with Screw
65 mm uPVC Circular Lid without Screw
80 mm uPVC Circular Lid without Screw
85 mm uPVC Circular Lid without Screw
4. 90 mm uPVC Circular Lid without Screw
5. 93 mm uPVC Circular Lid without Screw
6. 110 mm uPVC Circular Lid without Screw
19 mm uPVC Deep Circular Box Angle - 2 Way with Lid & Screw
20 mm uPVC Deep Circular Box Angle - 2 Way with Lid & Screw
25 mm uPVC Deep Circular Box Angle - 2 Way with Lid & Screw
32 mm uPVC Deep Circular Box Angle - 2 Way with Lid & Screw
19 mm uPVC Deep Circular Box Through - 2 Way with Lid & Screw
20 mm uPVC Deep Circular Box Through - 2 Way with Lid & Screw
25 mm uPVC Deep Circular Box Through - 2 Way with Lid & Screw
32 mm uPVC Deep Circular Box Through - 2 Way with Lid & Screw
1. 19 mm uPVC Deep Circular Box Tee - 3 Way with Lid & Screw
2. 20 mm uPVC Deep Circular Box Tee - 3 Way with Lid & Screw
3. 25 mm uPVC Deep Circular Box Tee - 3 Way with Lid & Screw
4. 32 mm uPVC Deep Circular Box Tee - 3 Way with Lid & Screw
Circular Box Back Outlet Through - 2 Way with Lid & Screw
1. 20 mm uPVC Circular Box Back Outlet Through - 2 Way with Lid & Screw
2. 25 mm uPVC Circular Box Back Outlet Through - 2 Way with Lid & Screw
Circular Box Back Outlet Angle - 2 Way with Lid & Screw
1. 20 mm uPVC Circular Box Back Outlet Angle - 2 Way with Lid & Screw
2. 25 mm uPVC Circular Box Back Outlet Angle - 2 Way with Lid & Screw
Circular Box Back Outlet Tee - 3 Way with Lid & Screw
1. 20 mm uPVC Circular Box Back Outlet Tee - 3 Way with Lid & Screw
2. 25 mm uPVC Circular Box Back Outlet Tee - 3 Way with Lid & Screw
Deep Circular Box Intersection - 4 Way with Lid & Screw
1. 19 mm uPVC Deep Circular Box Intersection - 4 Way with Lid & Screw
2. 20 mm uPVC Deep Circular Box Intersection - 4 Way with Lid & Screw
3. 25 mm uPVC Deep Circular Box Intersection - 4 Way with Lid & Screw
4. 32 mm uPVC Deep Circular Box Intersection - 4 Way with Lid & Screw
Circular Box with Lid & Screw
1. 19 mm uPVC Circular Box with Lid & Screw
2. 20 mm uPVC Circular Box with Lid & Screw
3. 25 mm uPVC Circular Box with Lid & Screw
Circular Branch - 2 Way (U) with Lid & Screw
1. 20 mm uPVC Circular Extension Ring with Lid & Screw
2. 25 mm uPVC Circular Extension Ring with Lid & Screw
3. 19 mm uPVC Loop In Box (4 punch) with Lid & Screw
4. 20 mm uPVC Loop In Box (4 punch) with Lid & Screw
5. 25 mm uPVC Loop In Box (2 punch) with Lid & Screw
6. 20 mm uPVC Loop In Box Extension with Lid & Screw
1. 19 mm uPVC Coupler
2. 20 mm uPVC Coupler
3. 20 mm uPVC Coupler Long
4. 25 mm uPVC Coupler
5. 32 mm uPVC Coupler
6. 40 mm uPVC Coupler
7. 50 mm uPVC Coupler
8. 20 mm uPVC Expansion Coupler
9. 25 mm uPVC Expansion Coupler
10. 32 mm uPVC Expansion Coupler
11. 50 mm uPVC Expansion Coupler
1. 25 mm > 20 mm uPVC Reducer Coupler (Pipe to Fitting)
2. 32 mm > 20 mm uPVC Reducer Coupler (Pipe to Fitting)
3. 32 mm > 25 mm uPVC Reducer Coupler (Pipe to Fitting)
4. 40 mm > 20 mm uPVC Reducer Coupler (Pipe to Fitting)
5. 40 mm > 32 mm uPVC Reducer Coupler (Pipe to Fitting)
6. 50 mm > 32 mm uPVC Reducer Coupler (Pipe to Fitting)
7. 50 mm > 40 mm uPVC Reducer Coupler (Pipe to Fitting)
8. 25 mm > 20 mm uPVC Reducer (Pipe to Pipe)
9. 32 mm > 20 mm uPVC Reducer (Pipe to Pipe)
10. 32 mm > 25 mm uPVC Reducer (Pipe to Pipe)
11. 40 mm > 20 mm uPVC Reducer (Pipe to Pipe)
12. 40 mm > 32 mm uPVC Reducer (Pipe to Pipe)
13. 50 mm > 32 mm uPVC Reducer (Pipe to Pipe)
14. 50 mm > 40 mm uPVC Reducer (Pipe to Pipe)
Here are the products from the latest image:
SLIP TYPE BEND:
1. 19 mm uPVC Slip Type Bend
2. 20 mm uPVC Slip Type Bend
3. 25 mm uPVC Slip Type Bend
4. 32 mm uPVC Slip Type Bend
5. 40 mm uPVC Slip Type Bend
6. 50 mm uPVC Slip Type Bend
SLIP TYPE LONG BEND:
1. 20 mm uPVC Slip Type Long Bend
2. 25 mm uPVC Slip Type Long Bend
3. 32 mm uPVC Slip Type Long Bend
4. 40 mm uPVC Slip Type Long Bend
5. 50 mm uPVC Slip Type Long Bend
If you have more products or need any adjustments, feel free to let me know!
SPACE BAR SADDLE:
1. 19 mm uPVC Space Bar Saddle
2. 20 mm uPVC Space Bar Saddle
3. 25 mm uPVC Space Bar Saddle
4. 32 mm uPVC Space Bar Saddle
5. 40 mm uPVC Space Bar Saddle
6. 50 mm uPVC Space Bar Saddle
7. 63 mm uPVC Space Bar Saddle
If you have more products or need any adjustments, feel free to let me know!
Here are the products from the latest image:
FEMALE BUSH ADAPTOR:
1. 19 mm uPVC Female Bush Adaptor
2. 20 mm uPVC Female Bush Adaptor
3. 25 mm uPVC Female Bush Adaptor
4. 32 mm uPVC Female Bush Adaptor
5. 40 mm uPVC Female Bush Adaptor
6. 50 mm uPVC Female Bush Adaptor
ROUND ELBOW:
1. 20 mm uPVC Round Elbow
2. 25 mm uPVC Round Elbow
3. 32 mm uPVC Round Elbow
4. 40 mm uPVC Round Elbow
5. 50 mm uPVC Round Elbow
If you have more products or need any adjustments, feel free to let me know!
Here are the products from the latest image:
ROUND TEE:
1. 20 mm uPVC Round Tee
2. 25 mm uPVC Round Tee
3. 32 mm uPVC Round Tee
4. 50 mm uPVC Round Tee
INSPECTION ELBOW:
1. 20 mm uPVC Inspection Elbow
2. 25 mm uPVC Inspection Elbow
If you have more products or need any adjustments, feel free to let me know!
I apologize for that oversight. Here are the updated products from the latest image:
ROUND ‘U’ CLIP:
1. 20 mm uPVC Round ‘U’ Clip
2. 25 mm uPVC Round ‘U’ Clip
END CAP:
1. 20 mm uPVC End Cap
2. 25 mm uPVC End Cap
3. 32 mm uPVC End Cap
4. 40 mm uPVC End Cap
5. 50 mm uPVC End Cap
If you have more products or need any adjustments, feel free to let me know!
1. 19 mm uPVC Male Bush Adaptor
2. 20 mm uPVC Male Bush Adaptor
3. 25 mm uPVC Male Bush Adaptor
Here are the products from the latest image:
INSPECTION TEE:
1. 20 mm uPVC Inspection Tee
2. 25 mm uPVC Inspection Tee
INSPECTION BEND:
1. 20 mm uPVC Inspection Bend
2. 25 mm uPVC Inspection Bend
If you have more products or need any adjustments, feel free to let me know!
3"x 3"x 2" uPVC Flush Mounted Switch Box
6"x 3"x 2" uPVC Flush Mounted Switch Box
3"x 3"x 2" uPVC Adaptable Box with Lid
4"x 4"x 3" uPVC Adaptable Box with Lid
6"x 4"x 3" uPVC Adaptable Box with Lid
6"x 6"x 3" uPVC Adaptable Box with Lid
9"x 9"x 3" uPVC Adaptable Box with Lid
12"x 12"x 4" uPVC Adaptable Box with Lid
20mm Standard uPVC Fan Box
25mm Standard Upvc Fan Box
20mm Large uPVC Fan Box
25mm Large Upvc Fan Box
20mm uPVC Fan Box with Rod
25mm uPVC Fan Box with Rod
3"x 3" uPVC Surface Switch Box
6"x 3" uPVC Surface Switch Box
3"x 3" uPVC Switch Box Lid
6"x 3" uPVC Switch Box Lid
20mm Metal Fan Box with Rod
25mm Metal Fan Box With Rod
Here are the sizes for the ALL WEATHER BOXES OPAQUE LID (ABS):
1. 83 x 82 x 65 mm ALL WEATHER BOXES OPAQUE LID (ABS)
2. 88 x 88 x 53 mm ALL WEATHER BOXES OPAQUE LID (ABS)
3. 98 x 98 x 61 mm ALL WEATHER BOXES OPAQUE LID (ABS)
4. 100 x 100 x 65 mm ALL WEATHER BOXES OPAQUE LID (ABS)
5. 130 x 130 x 65 mm ALL WEATHER BOXES OPAQUE LID (ABS)
6. 130 x 130 x 80 mm ALL WEATHER BOXES OPAQUE LID (ABS)
7. 139 x 119 x 70 mm ALL WEATHER BOXES OPAQUE LID (ABS)
8. 150 x 125 x 90 mm ALL WEATHER BOXES OPAQUE LID (ABS)
9. 180 x 80 x 75 mm ALL WEATHER BOXES OPAQUE LID (ABS)
10. 180 x 130 x 95 mm ALL WEATHER BOXES OPAQUE LID (ABS)
11. 200 x 160 x 90 mm ALL WEATHER BOXES OPAQUE LID (ABS)
12. 210 x 160 x 98 mm ALL WEATHER BOXES OPAQUE LID (ABS)
13. 270 x 190 x 100 mm ALL WEATHER BOXES OPAQUE LID (ABS)
14. 290 x 190 x 130 mm ALL WEATHER BOXES OPAQUE LID (ABS)
15. 300 x 200 x 90 mm ALL WEATHER BOXES OPAQUE LID (ABS)
16. 380 x 280 x 130 mm ALL WEATHER BOXES OPAQUE LID (ABS)
17. 390 x 290 x 140 mm ALL WEATHER BOXES OPAQUE LID (ABS)
18. 560 x 380 x 180 mm ALL WEATHER BOXES OPAQUE LID (ABS)
If you need more details or have additional products to list, feel free to let me know!
Here are the products from the latest image:
ALL WEATHER BOXES TRANSPARENT LID (ABS):
1. 180 x 80 x 90 mm ALL WEATHER BOXES TRANSPARENT LID (ABS)
2. 270 x 80 x 90 mm ALL WEATHER BOXES TRANSPARENT LID (ABS)
3. 180 x 130 x 100 mm ALL WEATHER BOXES TRANSPARENT LID (ABS)
4. 180 x 180 x 100 mm ALL WEATHER BOXES TRANSPARENT LID (ABS)
5. 210 x 190 x 100 mm ALL WEATHER BOXES TRANSPARENT LID (ABS)
6. 280 x 190 x 130 mm ALL WEATHER BOXES TRANSPARENT LID (ABS)
7. 280 x 280 x 130 mm ALL WEATHER BOXES TRANSPARENT LID (ABS)
8. 380 x 190 x 130 mm ALL WEATHER BOXES TRANSPARENT LID (ABS)
9. 380 x 280 x 130 mm ALL WEATHER BOXES TRANSPARENT LID (ABS)
10. 560 x 380 x 180 mm ALL WEATHER BOXES TRANSPARENT LID (ABS)
If you need more details or have additional products to list, feel free to let me know!
Here are the products from the latest image:
PG GLANDS (PP):
1. 7 mm PG GLANDS (PP)
2. 9 mm PG GLANDS (PP)
3. 11 mm PG GLANDS (PP)
4. 13.5 mm PG GLANDS (PP)
5. 16 mm PG GLANDS (PP)
6. 19 mm PG GLANDS (PP)
7. 21 mm PG GLANDS (PP)
8. 25 mm PG GLANDS (PP)
If you need more details or have additional products to list, feel free to let me know!
20 x 12 mm uPVC mini trunking profile
25 x 12 mm uPVC mini trunking profile
30 x 15 mm uPVC mini trunking profile
32 x 15 mm uPVC mini trunking profile
25 x 12 mm uPVC mini trunking profile
32 x 16 mm uPVC mini trunking profile
25 x 16 mm uPVC mini trunking profile
32 x 16 mm uPVC mini trunking profile
38 x 25 mm uPVC mini trunking profile
38 x 16 mm uPVC mini trunking profile
38 x 18 mm uPVC mini trunking profile
50 x 16 mm uPVC mini trunking profile
50 x 50 mm uPVC maxi trunking profile
75 x 50 mm uPVC maxi trunking profile
75 x 75 mm uPVC maxi trunking profile
100 x 50 mm uPVC maxi trunking profile
100 x 100 mm uPVC maxi trunking profile
150 x 50 mm uPVC maxi trunking profile
150 x 100 mm uPVC maxi trunking profile
100mm x 50mm uPVC Maxi Trunking Profile Divider
Got it! Here are the sizes of the uPVC Trunking Profile Moulded Coupler:
20 x 12 mm uPVC Trunking Profile Moulded Coupler
25 x 12 mm uPVC Trunking Profile Moulded Coupler
32 x 12 mm uPVC Trunking Profile Moulded Coupler
16 x 16 mm uPVC Trunking Profile Moulded Coupler
38 x 16 mm uPVC Trunking Profile Moulded Coupler
38 x 25 mm uPVC Trunking Profile Moulded Coupler
100 x 50 mm uPVC Trunking Profile Moulded Coupler
If there’s anything else you need, feel free to let me know!
25 x 12 mm uPVC Trunking Profile Internal Bend
32 x 12 mm uPVC Trunking Profile Internal Bend
16 x 16 mm uPVC Trunking Profile Internal Bend
38 x 16 mm uPVC Trunking Profile Internal Bend
38 x 25 mm uPVC Trunking Profile Internal Bend
100 x 50 mm uPVC Trunking Profile Internal Bend
20 x 12 mm uPVC Trunking Profile Elbow
25 x 12 mm uPVC Trunking Profile Elbow
32 x 12 mm uPVC Trunking Profile Elbow
16 x 16 mm uPVC Trunking Profile Elbow
38 x 16 mm uPVC Trunking Profile Elbow
38 x 25 mm uPVC Trunking Profile Elbow
100 x 50 mm uPVC Trunking Profile Elbow
External Bend:
25 x 12 mm uPVC Trunking Profile External Bend
32 x 12 mm uPVC Trunking Profile External Bend
16 x 16 mm uPVC Trunking Profile External Bend
38 x 16 mm uPVC Trunking Profile External Bend
38 x 25 mm uPVC Trunking Profile External Bend
100 x 50 mm uPVC Trunking Profile External Bend
4-Way:
32 x 12 mm uPVC Trunking Profile 4-Way
20 x 12 mm uPVC Trunking Profile Tee
25 x 12 mm uPVC Trunking Profile Tee
32 x 12 mm uPVC Trunking Profile Tee
16 x 16 mm uPVC Trunking Profile Tee
38 x 16 mm uPVC Trunking Profile Tee
38 x 25 mm uPVC Trunking Profile Tee
100 x 50 mm uPVC Trunking Profile Tee
Elbow: | Moulded
50 x 50 mm uPVC Trunking Profile Elbow
75 x 50 mm uPVC Trunking Profile Elbow
75 x 75 mm uPVC Trunking Profile Elbow
100 x 100 mm uPVC Trunking Profile Elbow
150 x 50 mm uPVC Trunking Profile Elbow
Tee:
50 x 50 mm uPVC Trunking Profile Tee
75 x 50 mm uPVC Trunking Profile Tee
75 x 75 mm uPVC Trunking Profile Tee
100 x 100 mm uPVC Trunking Profile Tee
150 x 50 mm uPVC Trunking Profile Tee
Sure! Here are the details for the External Angle products without the product codes:
1. 50 x 50 mm uPVC Trunking Profile External Angle
2. 75 x 75 mm uPVC Trunking Profile External Angle
3. 75 x 75 mm uPVC Trunking Profile External Angle
4. 100 x 100 mm uPVC Trunking Profile External Angle
If you need any more information or further assistance, feel free to ask!
Sure! Here are the details for the Elbow and Tee products:
Elbow
1. 50 x 50 mm uPVC Trunking Profile Elbow
2. 75 x 75 mm uPVC Trunking Profile Elbow
3. 100 x 100 mm uPVC Trunking Profile Elbow
4. 150 x 150 mm uPVC Trunking Profile Elbow
Tee
1. 50 x 50 mm uPVC Trunking Profile Tee
2. 75 x 75 mm uPVC Trunking Profile Tee
3. 100 x 100 mm uPVC Trunking Profile Tee
4. 150 x 150 mm uPVC Trunking Profile Tee
If you need any more information or further assistance, feel free to ask!
Sure! Here are the details for the Internal Angle products:
1. 50 x 50 mm uPVC Trunking Profile Internal Angle
2. 75 x 75 mm uPVC Trunking Profile Internal Angle
3. 100 x 100 mm uPVC Trunking Profile Internal Angle
4. 150 x 150 mm uPVC Trunking Profile Internal Angle
If you need any more information or further assistance, feel free to ask!
Sure! Here are the details for the End Cap products:
1. 50 x 50 mm uPVC Trunking Profile End Cap
2. 75 x 50 mm uPVC Trunking Profile End Cap
3. 75 x 75 mm uPVC Trunking Profile End Cap
4. 100 x 100 mm uPVC Trunking Profile End Cap
5. 150 x 50 mm uPVC Trunking Profile End Cap
If you need any more information or further assistance, feel free to ask!
Sure! Here are the sizes available for each type of pipe along with their product names: | Corrugated Flexible Conduict Pipes
PP Flexible Corrugated Conduit Pipe
10 mm PP Flexible Corrugated Conduit Pipe
16 mm PP Flexible Corrugated Conduit Pipe
20 mm PP Flexible Corrugated Conduit Pipe
25 mm PP Flexible Corrugated Conduit Pipe
32 mm PP Flexible Corrugated Conduit Pipe
40 mm PP Flexible Corrugated Conduit Pipe
50 mm PP Flexible Corrugated Conduit Pipe
63 mm PP Flexible Corrugated Conduit Pipe
Steel Wire Reinforced Flexible uPVC Corrugated Pipe
10 mm Steel Wire Reinforced Flexible uPVC Corrugated Pipe
16 mm Steel Wire Reinforced Flexible uPVC Corrugated Pipe
20 mm Steel Wire Reinforced Flexible uPVC Corrugated Pipe
25 mm Steel Wire Reinforced Flexible uPVC Corrugated Pipe
32 mm Steel Wire Reinforced Flexible uPVC Corrugated Pipe
40 mm Steel Wire Reinforced Flexible uPVC Corrugated Pipe
50 mm Steel Wire Reinforced Flexible uPVC Corrugated Pipe
63 mm Steel Wire Reinforced Flexible uPVC Corrugated Pipe
Galvanised Steel Flexible Corrugated Pipe
10 mm Galvanised Steel Flexible Corrugated Pipe
16 mm Galvanised Steel Flexible Corrugated Pipe
20 mm Galvanised Steel Flexible Corrugated Pipe
25 mm Galvanised Steel Flexible Corrugated Pipe
32 mm Galvanised Steel Flexible Corrugated Pipe
40 mm Galvanised Steel Flexible Corrugated Pipe
50 mm Galvanised Steel Flexible Corrugated Pipe
63 mm Galvanised Steel Flexible Corrugated Pipe
Galvanised Steel Flexible Corrugated Pipe with PVC Coating
10 mm Galvanised Steel Flexible Corrugated Pipe with PVC Coating
16 mm Galvanised Steel Flexible Corrugated Pipe with PVC Coating
20 mm Galvanised Steel Flexible Corrugated Pipe with PVC Coating
25 mm Galvanised Steel Flexible Corrugated Pipe with PVC Coating
32 mm Galvanised Steel Flexible Corrugated Pipe with PVC Coating
40 mm Galvanised Steel Flexible Corrugated Pipe with PVC Coating
50 mm Galvanised Steel Flexible Corrugated Pipe with PVC Coating
63 mm Galvanised Steel Flexible Corrugated Pipe with PVC Coating
If you need any more information or further assistance, feel free to ask!
16mm PP Corrugated Flexible Conduit Gland
20mm PP Corrugated Flexible Conduit Gland
25mm PP Corrugated Flexible Conduit Gland
32mm PP Corrugated Flexible Conduit Gland
40mm PP Corrugated Flexible Conduit Gland
50mm PP Corrugated Flexible Conduit Gland
20mm GI Conduit Pipe-3m
25mm GI Conduit Pipe-3m
32mm GI Conduit Pipe-3m
40mm GI Conduit Pipe-3m
50mm GI Conduit Pipe-3m
20mm MS Conduit Pipe-3m
25mm MS Conduit Pipe-3m
32mm MS Conduit Pipe-3m
40mm MS Conduit Pipe-3m
50mm MS Conduit Pipe-3m
25mm GI Terminal -1 way Circular Box (Screw Type)
25mm GI Through -2 way Circular Box (Screw Type)
20mm GI Tee -3 way Circular Box (Screw Type)
25mm GI Intersection-4 way Circular Box (Screw Type)
25mm GI Inspection Bend (Thread Type)
20mm MS Through-2 way Circular Box (Screw Type)
25mm MS Through-2 way Circular Box (Screw Type)
20mm MS Terminal-1 way Circular Box (Screw Type)
25mm MS Terminal-1 way Circular Box (Screw Type)
20mm MS Tee-3 way Circular Box (Screw Type)
25mm MS Tee-3 way Circular Box (Screw Type)
20mm MS Intersection-4 way Circular Box (Screw Type)
25mm MS Intersection-4 way Circular Box (Screw Type)
25mm MS Inspection Bend (Threaded)
20mm MS Inspection Bend (Screwed)
25mm MS Inspection Bend (Screwed)
25mm MS Normal Bend (Internal Threaded)

## Upvc
Column2 | Column3 | Column4 | Column5 | Column6 | Column7 | Column8 | Column9 | Column10 | Column11

## Final
UPVC Conduit Pipe | 19mm uPVC LMS Conduit Pipe | 3m and 5m
20mm uPVC LMS Conduit Pipe
25mm uPVC LMS Conduit Pipe
32mm uPVC LMS Conduit Pipe
40mm uPVC LMS Conduit Pipe
50mm uPVC LMS Conduit Pipe
63mm uPVC LMS Conduit Pipe
19mm uPVC HMS Conduit Pipe
20mm uPVC HMS Conduit Pipe
25mm uPVC HMS Conduit Pipe
32mm uPVC HMS Conduit Pipe
40mm uPVC HMS Conduit Pipe
50mm uPVC HMS Conduit Pipe
63mm uPVC HMS Conduit Pipe
19mm uPVC MMS Conduit Pipe
20mm uPVC MMS Conduit Pipe
25mm uPVC MMS Conduit Pipe
32mm uPVC MMS Conduit Pipe
40mm uPVC MMS Conduit Pipe
50mm uPVC MMS Conduit Pipe
63mm uPVC MMS Conduit Pipe
19mm uPVC LMS FRLS Conduit Pipe
20mm uPVC LMS FRLS Conduit Pipe
25mm uPVC LMS FRLS Conduit Pipe
32mm uPVC LMS FRLS Conduit Pipe
40mm uPVC LMS FRLS Conduit Pipe
50mm uPVC LMS FRLS Conduit Pipe
19mm uPVC HMS FRLS Conduit Pipe
20mm uPVC HMS FRLS Conduit Pipe
25mm uPVC HMS FRLS Conduit Pipe
32mm uPVC HMS FRLS Conduit Pipe
40mm uPVC HMS FRLS Conduit Pipe
50mm uPVC HMS FRLS Conduit Pipe
19mm uPVC MMS FRLS Conduit Pipe
20mm uPVC MMS FRLS Conduit Pipe
25mm uPVC MMS FRLS Conduit Pipe
32mm uPVC MMS FRLS Conduit Pipe
40mm uPVC MMS FRLS Conduit Pipe
50mm uPVC MMS FRLS Conduit Pipe
Bending Spring | Light Gauge | 20mm Light Gauge Bending Spring
25mm Light Gauge Bending Spring
| Medium Gauge | 20mm Medium Gauge Bending Spring
25mm Medium Gauge Bending Spring
| Heavy Gauge | 20mm Heavy Gauge Bending Spring
25mm Heavy Gauge Bending Spring
Angle 2 Way
Intersection 4 Way
Through 2 Way

## Circuit
MCB | 6A B Curve SP MCB 240V AC
10A B Curve SP MCB 240V AC
16A B Curve SP MCB 240V AC
20A B Curve SP MCB 240V AC
25A B Curve SP MCB 240V AC
32A B Curve SP MCB 240V AC
40A B Curve SP MCB 240V AC
63A B Curve SP MCB 240V AC
6A C Curve SP MCB 240V AC
10A C Curve SP MCB 240V AC
16A C Curve SP MCB 240V AC
20A C Curve SP MCB 240V AC
25A C Curve SP MCB 240V AC
32A C Curve SP MCB 240V AC
40A C Curve SP MCB 240V AC
63A C Curve SP MCB 240V AC
0.5A C Curve SP MCB 240V AC
1A C Curve SP MCB 240V AC
2A C Curve SP MCB 240V AC
3A C Curve SP MCB 240V AC
4A C Curve SP MCB 240V AC
5A C Curve SP MCB 240V AC
6A C Curve SPN MCB 240V AC
10A C Curve SPN MCB 240V AC
16A C Curve SPN MCB 240V AC
20A C Curve SPN MCB 240V AC
25A C Curve SPN MCB 240V AC
32A C Curve SPN MCB 240V AC
40A C Curve SPN MCB 240V AC
63A C Curve SPN MCB 240V AC
6A C Curve DP MCB 240V AC
10A C Curve DP MCB 240V AC
16A C Curve DP MCB 240V AC
20A C Curve DP MCB 240V AC
25A C Curve DP MCB 240V AC
32A C Curve DP MCB 240V AC
40A C Curve DP MCB 240V AC
63A C Curve DP MCB 240V AC
0.5A C Curve DP MCB 240V AC
1A C Curve DP MCB 240V AC
2A C Curve DP MCB 240V AC
3A C Curve DP MCB 240V AC
4A C Curve DP MCB 240V AC
5A C Curve DP MCB 240V AC
6A C Curve TP MCB 240V AC
10A C Curve TP MCB 240V AC
16A C Curve TP MCB 240V AC
20A C Curve TP MCB 240V AC
25A C Curve TP MCB 240V AC
32A C Curve TP MCB 240V AC
40A C Curve TP MCB 240V AC
63A C Curve TP MCB 240V AC
0.5A C Curve TP MCB 240V AC
1A C Curve TP MCB 240V AC
2A C Curve TP MCB 240V AC
3A C Curve TP MCB 240V AC
4A C Curve TP MCB 240V AC
5A C Curve TP MCB 240V AC
6A C Curve TPN MCB 240V AC
10A C Curve TPN MCB 240V AC
16A C Curve TPN MCB 240V AC
20A C Curve TPN MCB 240V AC
25A C Curve TPN MCB 240V AC
32A C Curve TPN MCB 240V AC
40A C Curve TPN MCB 240V AC
63A C Curve TPN MCB 240V AC
6A C Curve FP MCB 240V AC
10A C Curve FP MCB 240V AC
16A C Curve FP MCB 240V AC
20A C Curve FP MCB 240V AC
25A C Curve FP MCB 240V AC
32A C Curve FP MCB 240V AC
40A C Curve FP MCB 240V AC
63A C Curve FP MCB 240V AC
0.5A C Curve FP MCB 240V AC
1A C Curve FP MCB 240V AC
2A C Curve FP MCB 240V AC
3A C Curve FP MCB 240V AC
4A C Curve FP MCB 240V AC
5A C Curve FP MCB 240V AC
6A D Curve FP MCB 240V AC
10A D Curve FP MCB 240V AC
16A D Curve FP MCB 240V AC
20A D Curve FP MCB 240V AC
25A D Curve FP MCB 240V AC
32A D Curve FP MCB 240V AC
40A D Curve FP MCB 240V AC
63A D Curve FP MCB 240V AC
6A D Curve TP MCB 240V AC
10A D Curve TP MCB 240V AC
16A D Curve TP MCB 240V AC
20A D Curve TP MCB 240V AC
25A D Curve TP MCB 240V AC
32A D Curve TP MCB 240V AC
40A D Curve TP MCB 240V AC
63A D Curve TP MCB 240V AC
6A D Curve DP MCB 240V AC
10A D Curve DP MCB 240V AC
16A D Curve DP MCB 240V AC
20A D Curve DP MCB 240V AC
25A D Curve DP MCB 240V AC
32A D Curve DP MCB 240V AC
40A D Curve DP MCB 240V AC
63A D Curve DP MCB 240V AC
6A D Curve SP MCB 240V AC
10A D Curve SP MCB 240V AC
16A D Curve SP MCB 240V AC
20A D Curve SP MCB 240V AC
25A D Curve SP MCB 240V AC
32A D Curve SP MCB 240V AC
40A D Curve SP MCB 240V AC
63A D Curve SP MCB 240V AC
0.5A SP MCB 250V DC
1A SP MCB 250V DC
3A SP MCB 250V DC
4A SP MCB 250V DC
5A SP MCB 250V DC
6A SP MCB 250V DC
10A SP MCB 250V DC
16A SP MCB 250V DC
20A SP MCB 250V DC
25A SP MCB 250V DC
32A SP MCB 250V DC
40A SP MCB 250V DC
63A SP MCB 250V DC
0.5A DP MCB 250V DC
1A DP MCB 250V DC
3A DP MCB 250V DC
4A DP MCB 250V DC
5A DP MCB 250V DC
6A DP MCB 250V DC
10A DP MCB 250V DC
16A DP MCB 250V DC
20A DP MCB 250V DC
25A DP MCB 250V DC
32A DP MCB 250V DC
40A DP MCB 250V DC
63A DP MCB 250V DC
0.5A FP MCB 250V DC
1A FP MCB 250V DC
3A FP MCB 250V DC
4A FP MCB 250V DC
5A FP MCB 250V DC
6A FP MCB 250V DC
10A FP MCB 250V DC
16A FP MCB 250V DC
20A FP MCB 250V DC
25A FP MCB 250V DC
32A FP MCB 250V DC
40A FP MCB 250V DC
63A FP MCB 250V DC
ISOLATORS | 40A SP MCB Isolator 240V AC | 415
63A SP MCB Isolator 240V AC
40A DP MCB Isolator 240V AC
63A DP MCB Isolator 240V AC
80A DP MCB Isolator 240V AC
100A DP MCB Isolator 240V AC
125A DP MCB Isolator 240V AC
40A TP MCB Isolator 240V AC
63A TP MCB Isolator 240V AC
80A TP MCB Isolator 240V AC
100A TP MCB Isolator 240V AC
125A TP MCB Isolator 240V AC
40A FP MCB Isolator 240V AC
63A FP MCB Isolator 240V AC
80A FP MCB Isolator 240V AC
100A FP MCB Isolator 240V AC
125A FP MCB Isolator 240V AC
MCB Chnageover Switch | 25A DP MCB Changeover Switch
40A DP MCB Changeover Switch
63A DP MCB Changeover Switch
25A FP MCB Changeover Switch
40A FP MCB Changeover Switch
63A FP MCB Changeover Switch
ACCL | 0.5A SP ACCL
1A SP ACCL
1.5A SP ACCL
2.5A SP ACCL
3A SP ACCL
4A SP ACCL
5A SP ACCL
6A SP ACCL
8A SP ACCL
9A SP ACCL
10A SP ACCL
15A SP ACCL
20A SP ACCL
25A SP ACCL
30A SP ACCL
RCCB | 25A DP RCCB 30mA
25A DP RCCB 100mA
25A DP RCCB 300mA
40A DP RCCB 30mA
40A DP RCCB 100mA
40A DP RCCB 300mA
63A DP RCCB 30mA
63A DP RCCB 100mA
63A DP RCCB 300mA
25A FP RCCB 30mA
25A FP RCCB 100mA
25A FP RCCB 300mA
40A FP RCCB 30mA
40A FP RCCB 100mA
40A FP RCCB 300mA
63A FP RCCB 30mA
63A FP RCCB 100mA
63A FP RCCB 300mA
EL + MCBs/RCBO | 6A DP RCBO 30mA
10A DP RCBO 30mA
16A DP RCBO 30mA
20A DP RCBO 30mA
25A DP RCBO 30mA
32A DP RCBO 30mA
40A DP RCBO 30mA
63A DP RCBO 30mA
6A DP RCBO 100mA
10A DP RCBO 100mA
16A DP RCBO 100mA
20A DP RCBO 100mA
25A DP RCBO 100mA
32A DP RCBO 100mA
40A DP RCBO 100mA
63A DP RCBO 100mA
6A DP RCBO 300mA
10A DP RCBO 300mA
16A DP RCBO 300mA
20A DP RCBO 300mA
25A DP RCBO 300mA
32A DP RCBO 300mA
40A DP RCBO 300mA
63A DP RCBO 300mA
6A FP RCBO 30mA
10A FP RCBO 30mA
16A FP RCBO 30mA
20A FP RCBO 30mA
25A FP RCBO 30mA
32A FP RCBO 30mA
40A FP RCBO 30mA
63A FP RCBO 30mA
6A FP RCBO 100mA
10A FP RCBO 100mA
16A FP RCBO 100mA
20A FP RCBO 100mA
25A FP RCBO 100mA
32A FP RCBO 100mA
40A FP RCBO 100mA
63A FP RCBO 100mA
6A FP RCBO 300mA
10A FP RCBO 300mA
16A FP RCBO 300mA
20A FP RCBO 300mA
25A FP RCBO 300mA
32A FP RCBO 300mA
40A FP RCBO 300mA
63A FP RCBO 300mA
SPN Distribution Board | 4W SPN Single Door DB
6W SPN Single Door DB
8W SPN Single Door DB
12W SPN Single Door DB
16W SPN Single Door DB
4W SPN Double Door DB
6W SPN Double Door DB
8W SPN Double Door DB
12W SPN Double Door DB
16W SPN Double Door DB
4W TPN Single Door DB
6W TPN Single Door DB
8W TPN Single Door DB
12W TPN Single Door DB
16W TPN Single Door DB
4W TPN Double Door DB
6W TPN Double Door DB
8W TPN Double Door DB
12W TPN Double Door DB
16W TPN Double Door DB
4W SPN Acryclic Double Door DB
6W SPN Acryclic Double Door DB
8W SPN Acryclic Double Door DB
12W SPN Acryclic Double Door DB
16W SPN Acryclic Double Door DB
4W TPN Acryclic Double Door DB
6W TPN Acryclic Double Door DB
8W TPN Acryclic Double Door DB
12W TPN Acryclic Double Door DB
16W TPN Acryclic Double Door DB
Vertical DB | 4W TPN Double Door Vertical DB
6W TPN Double Door Vertical DB
8W TPN Double Door Vertical DB
12W TPN Double Door Vertical DB
TPN PPI Horizontal | 4W TPN Double Door TPN PPI Horizontal DB
6W TPN Double Door TPN PPI Horizontal DB
8W TPN Double Door TPN PPI Horizontal DB
12W TPN Double Door TPN PPI Horizontal DB
4W TPN Double Door TPN PPI Vertical DB
6W TPN Double Door TPN PPI Vertical DB
8W TPN Double Door TPN PPI Vertical DB
12W TPN Double Door TPN PPI Vertical DB
24M Flexy Tier Double Door DB
36M Flexy Tier Double Door DB
40M Flexy Tier Double Door DB
56M Flexy Tier Double Door DB
40A 4W Double Door TPN Phase Selector (Vertical)
63A 4W Double Door TPN Phase Selector (Vertical)
40A 6W Double Door TPN Phase Selector (Vertical)
63A 6W Double Door TPN Phase Selector (Vertical)
40A 8W Double Door TPN Phase Selector (Vertical)
63A 8W Double Door TPN Phase Selector (Vertical)
TPN DB 7 segment | 4W Double Door TPN 7 Segment DB
6W Double Door TPN 7 Segment DB
8W Double Door TPN 7 Segment DB
12W Double Door TPN 7 Segment DB
4W Double Door TPN 8 Segment DB
6W Double Door TPN 8 Segment DB
8W Double Door TPN 8 Segment DB
12W Double Door TPN 8 Segment DB
6W SPN Double Door TV.Tel DB
8W SPN Double Door TV.Tel DB
12W SPN Double Door TV.Tel DB
16W SPN Double Door TV.Tel DB
4W TPN Double Door TV.Tel DB
6W TPN Double Door TV.Tel DB
8W TPN Double Door TV.Tel DB
12W TPN Double Door TV.Tel DB
Consumer DB SPN | 6W SPN Consumer DB
8W SPN Consumer DB
12W SPN Consumer DB
16W SPN Consumer DB
4W SPN Single Door Tripbox
6W SPN Single Door Tripbox
8W SPN Single Door Tripbox
12W SPN Single Door Tripbox
16W SPN Single Door Tripbox
4W SPN Double Door Tripbox
6W SPN Double Door Tripbox
8W SPN Double Door Tripbox
12W SPN Double Door Tripbox
16W SPN Double Door Tripbox
4W TPN Single Door Tripbox
6W TPN Single Door Tripbox
8W TPN Single Door Tripbox
12W TPN Single Door Tripbox
4W TPN Double Door Tripbox
6W TPN Double Door Tripbox
8W TPN Double Door Tripbox
12W TPN Double Door Tripbox
4W Double Door Phase Selector Tripbox
6W Double Door Phase Selector Tripbox
Enclosure | 2W MCB Enclosure
4W MCB Enclosure
2W MCB Plastic Enclosure
4W MCB Plastic Enclosure
20A SP Plug & Socket Board with 1P+N/3P & Earth
20A DP Plug & Socket Board with 1P+N/3P & Earth
20A TP Plug & Socket Board with 1P+N/3P & Earth
30A TP Plug & Socket Board with 1P+N/3P & Earth
10A SP Plug & Socket Board 2 Pin + SC
20A SP Plug & Socket Board 2 Pin + SC
20A DP Plug & Socket Board 2 Pin + SC
32A DP Plug & Socket Board 3 Pin + SC
HF Fuse | 2A 14 x 51 Cyclindrical Type Fuse Link-HF
4A 14 x 51 Cyclindrical Type Fuse Link-HF
6A 14 x 51 Cyclindrical Type Fuse Link-HF
8A 14 x 51 Cyclindrical Type Fuse Link-HF
10A 14 x 51 Cyclindrical Type Fuse Link-HF
16A 14 x 51 Cyclindrical Type Fuse Link-HF
20A 14 x 51 Cyclindrical Type Fuse Link-HF
25A 14 x 51 Cyclindrical Type Fuse Link-HF
32A 14 x 51 Cyclindrical Type Fuse Link-HF
40A 14 x 51 Cyclindrical Type Fuse Link-HF
50A 14 x 51 Cyclindrical Type Fuse Link-HF
63A 14 x 51 Cyclindrical Type Fuse Link-HF
63A 000 Blade Type Fuse Link-HN
80A 000 Blade Type Fuse Link-HN
100A 000 Blade Type Fuse Link-HN
125A 000 Blade Type Fuse Link-HN
63A 00 Blade Type Fuse Link-HN
80A 00 Blade Type Fuse Link-HN
100A 00 Blade Type Fuse Link-HN
125A 00 Blade Type Fuse Link-HN
160A 00 Blade Type Fuse Link-HN
63A 0 Blade Type Fuse Link-HN
80A 0 Blade Type Fuse Link-HN
100A 0 Blade Type Fuse Link-HN
125A 0 Blade Type Fuse Link-HN
160A 0 Blade Type Fuse Link-HN
200A 0 Blade Type Fuse Link-HN
125A 1 Blade Type Fuse Link-HN
160A 1 Blade Type Fuse Link-HN
200A 1 Blade Type Fuse Link-HN
250A 1 Blade Type Fuse Link-HN
315A 1 Blade Type Fuse Link-HN
200A 2 Blade Type Fuse Link-HN
250A 2 Blade Type Fuse Link-HN
315A 2 Blade Type Fuse Link-HN
400A 2 Blade Type Fuse Link-HN
400A 3 Blade Type Fuse Link-HN
500A 3 Blade Type Fuse Link-HN
630A 3 Blade Type Fuse Link-HN
800A 3 Blade Type Fuse Link-HN
32A HCO 32 Fuse Holder
63A HC 63 Fuse Holder
160A HB 160 Fuse Base
250A HB 250 Fuse Base
800A HB 800 Fuse Base
2-63A HF Fuse Pulling Handle
63-800A HN Fuse Pulling Handle
Bolted Type
Capacitors | 2MFD Aluminium Can Oil Fan Capacitor
Fan | 2.5MFD Aluminium Can Oil Fan Capacitor
3MFD Aluminium Can Oil Fan Capacitor
3.15MFD Aluminium Can Oil Fan Capacitor
3MFD Aluminium Can Oil Fan Capacitor
3.5MFD Aluminium Can Oil Fan Capacitor
4MFD Aluminium Can Oil Fan Capacitor
4.5MFD Aluminium Can Oil Fan Capacitor
5MFD Aluminium Can Oil Fan Capacitor
6MFD Aluminium Can Oil Fan Capacitor
1MFD PP Can Dry Fan Capacitor
1.25MFD PP Can Dry Fan Capacitor
1.5MFD PP Can Dry Fan Capacitor
1.6MFD PP Can Dry Fan Capacitor
1.7MFD PP Can Dry Fan Capacitor
1.8MFD PP Can Dry Fan Capacitor
2MFD PP Can Dry Fan Capacitor
2.25MFD PP Can Dry Fan Capacitor
2.5MFD PP Can Dry Fan Capacitor
2.75MFD PP Can Dry Fan Capacitor
3MFD PP Can Dry Fan Capacitor
3.15MFD PP Can Dry Fan Capacitor
4MFD PP Can Dry Fan Capacitor
5MFD PP Can Dry Fan Capacitor
6MFD PP Can Dry Fan Capacitor
1MFD PP Box Dry Fan Capacitor
1.5MFD PP Box Dry Fan Capacitor
2MFD PP Box Dry Fan Capacitor
2.25MFD PP Box Dry Fan Capacitor
2.5MFD PP Box Dry Fan Capacitor
3.15MFD PP Box Dry Fan Capacitor
3.5MFD PP Box Dry Fan Capacitor
4MFD PP Box Dry Fan Capacitor
2.25MFD PP Can with Clamp Dry Fan Capacitor
2.5MFD PP Can with Clamp Dry Fan Capacitor
1.5 + 1.5MDF PP Box Dry Dual Fan Capacitor
2 + 2MDF PP Box Dry Dual Fan Capacitor
2.5 + 2.5MDF PP Box Dry Dual Fan Capacitor
2.25 + 2.25MDF PP Box Dry Dual Fan Capacitor
3 + 3MDF PP Box Dry Dual Fan Capacitor
3.15 + 3.15MDF PP Box Dry Dual Fan Capacitor
3.5 + 3.5MDF PP Box Dry Dual Fan Capacitor
4 + 4MDF PP Box Dry Dual Fan Capacitor
5 + 5MDF PP Box Dry Dual Fan Capacitor
AC Capacitors | 25MFD P2 Type Motor Run AC Capacitor
30MFD P2 Type Motor Run AC Capacitor
35MFD P2 Type Motor Run AC Capacitor
36MFD P2 Type Motor Run AC Capacitor
40MFD P2 Type Motor Run AC Capacitor
45MFD P2 Type Motor Run AC Capacitor
50MFD P2 Type Motor Run AC Capacitor
60MFD P2 Type Motor Run AC Capacitor
70MFD P2 Type Motor Run AC Capacitor
75MFD P2 Type Motor Run AC Capacitor
80MFD P2 Type Motor Run AC Capacitor
36+2MFD P2 Type Motor Run AC Capacitor
36+6MFD P2 Type Motor Run AC Capacitor
45+2MFD P2 Type Motor Run AC Capacitor
45+4MFD P2 Type Motor Run AC Capacitor
45+6MFD P2 Type Motor Run AC Capacitor
50+2MFD P2 Type Motor Run AC Capacitor
50+4MFD P2 Type Motor Run AC Capacitor
50+6MFD P2 Type Motor Run AC Capacitor
60+10MFD P2 Type Motor Run AC Capacitor
PFC | 440V Metallized 3 Phase Heavy Duty Cyclindrical PFC Capacitor 1KVAR
440V Metallized 3 Phase Heavy Duty Cyclindrical PFC Capacitor 2KVAR
440V Metallized 3 Phase Heavy Duty Cyclindrical PFC Capacitor 3KVAR
440V Metallized 3 Phase Heavy Duty Cyclindrical PFC Capacitor 4KVAR
440V Metallized 3 Phase Heavy Duty Cyclindrical PFC Capacitor 5KVAR
440V Metallized 3 Phase Heavy Duty Cyclindrical PFC Capacitor 7.5KVAR
440V Metallized 3 Phase Heavy Duty Cyclindrical PFC Capacitor 8.33KVAR
440V Metallized 3 Phase Heavy Duty Cyclindrical PFC Capacitor 10KVAR
440V Metallized 3 Phase Heavy Duty Cyclindrical PFC Capacitor 12.5KVAR
440V Metallized 3 Phase Heavy Duty Cyclindrical PFC Capacitor 15KVAR
440V Metallized 3 Phase Heavy Duty Cyclindrical PFC Capacitor 20KVAR
440V Metallized 3 Phase Heavy Duty Cyclindrical PFC Capacitor 25KVAR
440V Metallized 3 Phase Heavy Duty Cyclindrical PFC Capacitor 28KVAR
440V Metallized 3 Phase Heavy Duty Cyclindrical PFC Capacitor 30KVAR
440V Metallized 3 Phase Heavy Duty Box PFC Capacitor 1KVAR
440V Metallized 3 Phase Heavy Duty Box PFC Capacitor 2KVAR
440V Metallized 3 Phase Heavy Duty Box PFC Capacitor 3KVAR
440V Metallized 3 Phase Heavy Duty Box PFC Capacitor 4KVAR
440V Metallized 3 Phase Heavy Duty Box PFC Capacitor 5KVAR
440V Metallized 3 Phase Heavy Duty Box PFC Capacitor 6KVAR
440V Metallized 3 Phase Heavy Duty Box PFC Capacitor 7.5KVAR
440V Metallized 3 Phase Heavy Duty Box PFC Capacitor 8KVAR
440V Metallized 3 Phase Heavy Duty Box PFC Capacitor 10KVAR
440V Metallized 3 Phase Heavy Duty Box PFC Capacitor 12KVAR
440V Metallized 3 Phase Heavy Duty Box PFC Capacitor 12.5KVAR
440V Metallized 3 Phase Heavy Duty Box PFC Capacitor 15KVAR
440V Metallized 3 Phase Heavy Duty Box PFC Capacitor 20KVAR
440V Metallized 3 Phase Heavy Duty Box PFC Capacitor 25KVAR
440V Metallized 3 Phase Heavy Duty Box PFC Capacitor 28KVAR
440V Metallized 3 Phase Heavy Duty Box PFC Capacitor 30KVAR
440V Metallized 3 Phase Heavy Duty Box PFC Capacitor 35KVAR
440V Metallized 3 Phase Heavy Duty Box PFC Capacitor 40KVAR
440V Metallized 3 Phase Heavy Duty Box PFC Capacitor 50KVAR
440V Metallised 3 Phase Super Heavy Duty Cyclindrical PFC Capacitor 5KVAR
440V Metallised 3 Phase Super Heavy Duty Cyclindrical PFC Capacitor 7.5KVAR
440V Metallised 3 Phase Super Heavy Duty Cyclindrical PFC Capacitor 10KVAR
440V Metallised 3 Phase Super Heavy Duty Cyclindrical PFC Capacitor 12.5KVAR
440V Metallised 3 Phase Super Heavy Duty Cyclindrical PFC Capacitor 15KVAR
440V Metallised 3 Phase Super Heavy Duty Cyclindrical PFC Capacitor 20KVAR
440V Metallised 3 Phase Super Heavy Duty Cyclindrical PFC Capacitor 25KVAR
525V Metallised 3 Phase Super Heavy Duty Cyclindrical PFC Capacitor 5KVAR
525V Metallised 3 Phase Super Heavy Duty Cyclindrical PFC Capacitor 7.5KVAR
525V Metallised 3 Phase Super Heavy Duty Cyclindrical PFC Capacitor 10KVAR
525V Metallised 3 Phase Super Heavy Duty Cyclindrical PFC Capacitor 12.5KVAR
525V Metallised 3 Phase Super Heavy Duty Cyclindrical PFC Capacitor 15KVAR
525V Metallised 3 Phase Super Heavy Duty Cyclindrical PFC Capacitor 20KVAR
525V Metallised 3 Phase Super Heavy Duty Cyclindrical PFC Capacitor 25KVAR
690V Metallised 3 Phase Super Heavy Duty Cyclindrical PFC Capacitor 5KVAR
690V Metallised 3 Phase Super Heavy Duty Cyclindrical PFC Capacitor 7.5KVAR
690V Metallised 3 Phase Super Heavy Duty Cyclindrical PFC Capacitor 10KVAR
690V Metallised 3 Phase Super Heavy Duty Cyclindrical PFC Capacitor 12.5KVAR
690V Metallised 3 Phase Super Heavy Duty Cyclindrical PFC Capacitor 15KVAR
690V Metallised 3 Phase Super Heavy Duty Cyclindrical PFC Capacitor 20KVAR
690V Metallised 3 Phase Super Heavy Duty Cyclindrical PFC Capacitor 25KVAR
690V Metallised 3 Phase Super Heavy Duty Cyclindrical PFC Capacitor 8.33KVAR
AgriCap | 415V Metallised 3 Phase Agri Cyclindrical PFC Capacitor 1KVAR
415V Metallised 3 Phase Agri Cyclindrical PFC Capacitor 2KVAR
415V Metallised 3 Phase Agri Cyclindrical PFC Capacitor 3KVAR
415V Metallised 3 Phase Agri Cyclindrical PFC Capacitor 4KVAR
415V Metallised 3 Phase Agri Cyclindrical PFC Capacitor 5KVAR
415V Metallised 3 Phase Agri Cyclindrical PFC Capacitor 6KVAR
415V Metallised 3 Phase Agri Cyclindrical PFC Capacitor 7KVAR
415V Metallised 3 Phase Agri Cyclindrical PFC Capacitor 8KVAR
415V Metallised 3 Phase Agri Cyclindrical PFC Capacitor 10KVAR
415V Metallised 3 Phase Agri Cyclindrical PFC Capacitor 12.5KVAR
415V Metallised 3 Phase Agri Cyclindrical PFC Capacitor 15KVAR
415V Metallised 3 Phase Agri Cyclindrical PFC Capacitor 20KVAR
415V Metallised 3 Phase Agri Cyclindrical PFC Capacitor 25KVAR
440V Metallised 3 Phase Agri Box Compact PFC Capacitor 1KVAR
440V Metallised 3 Phase Agri Box Compact PFC Capacitor 2KVAR
440V Metallised 3 Phase Agri Box Compact PFC Capacitor 3KVAR
440V Metallised 3 Phase Agri Box Compact PFC Capacitor 4KVAR
440V Metallised 3 Phase Agri Box Compact PFC Capacitor 5KVAR
440V Metallised 3 Phase Agri Box Compact PFC Capacitor 6KVAR
440V Metallised 3 Phase Agri Box Compact PFC Capacitor 7KVAR
440V Metallised 3 Phase Agri Box Compact PFC Capacitor 7.5KVAR
440V Metallised 3 Phase Agri Box Compact PFC Capacitor 8KVAR
440V Metallised 3 Phase Agri Box Compact PFC Capacitor 9KVAR
440V Metallised 3 Phase Agri Box Compact PFC Capacitor 10KVAR

## Wires & Cables
Submersible Cables | 1 sq mm 3 Core PVC Insulated, Copper Conductor Flat Submersible Cable
1.5 sq mm 3 Core PVC Insulated, Copper Conductor Flat Submersible Cable
2 sq mm 3 Core PVC Insulated, Copper Conductor Flat Submersible Cable
4 sq mm 3 Core PVC Insulated, Copper Conductor Flat Submersible Cable
6 sq mm 3 Core PVC Insulated, Copper Conductor Flat Submersible Cable
10 sq mm 3 Core PVC Insulated, Copper Conductor Flat Submersible Cable
16 sq mm 3 Core PVC Insulated, Copper Conductor Flat Submersible Cable
25 sq mm 3 Core PVC Insulated, Copper Conductor Flat Submersible Cable
35 sq mm 3 Core PVC Insulated, Copper Conductor Flat Submersible Cable
50 sq mm 3 Core PVC Insulated, Copper Conductor Flat Submersible Cable
70 sq mm 3 Core PVC Insulated, Copper Conductor Flat Submersible Cable
95 sq mm 3 Core PVC Insulated, Copper Conductor Flat Submersible Cable
0.5 sq mm 3 Core PVC Insulated, Copper Conductor Flat Submersible Cable
0.75 sq mm 3 Core PVC Insulated, Copper Conductor Flat Submersible Cable
2.5 sq mm 3 Core PVC Insulated, Copper Conductor Flat Submersible Cable
1 sq mm 3 Core XLPE Insulated, Copper Conductor Flat Submersible Cable
1.5 sq mm 3 Core XLPE Insulated, Copper Conductor Flat Submersible Cable
2 sq mm 3 Core XLPE Insulated, Copper Conductor Flat Submersible Cable
4 sq mm 3 Core XLPE Insulated, Copper Conductor Flat Submersible Cable
6 sq mm 3 Core XLPE Insulated, Copper Conductor Flat Submersible Cable
10 sq mm 3 Core XLPE Insulated, Copper Conductor Flat Submersible Cable
16 sq mm 3 Core XLPE Insulated, Copper Conductor Flat Submersible Cable
25 sq mm 3 Core XLPE Insulated, Copper Conductor Flat Submersible Cable
35 sq mm 3 Core XLPE Insulated, Copper Conductor Flat Submersible Cable
50 sq mm 3 Core XLPE Insulated, Copper Conductor Flat Submersible Cable
1.5 sq.mm 3 Core XLPE Insulated, Copper Conductor Flat Submersible Cable with wall
2.5 sq.mm 3 Core XLPE Insulated, Copper Conductor Flat Submersible Cable with wall
4 sq.mm 3 Core XLPE Insulated, Copper Conductor Flat Submersible Cable with wall
6 sq.mm 3 Core XLPE Insulated, Copper Conductor Flat Submersible Cable with wall
1.5 sq.mm 3 Core PVC Insulated, Copper Conductor Flat Submersible Cable with wall
2.5 sq.mm 3 Core PVC Insulated, Copper Conductor Flat Submersible Cable with wall
4 sq.mm 3 Core PVC Insulated, Copper Conductor Flat Submersible Cable with wall
6 sq.mm 3 Core PVC Insulated, Copper Conductor Flat Submersible Cable with wall
CCTV | 0.5 sq.mm 4C+1 HDPE Insulated, Copper Conductor CCTV Camera Cable
0.5 sq.mm 3C+1 HDPE Insulated, Copper Conductor CCTV Camera Cable
0.25 sq.mm 4C+1 HDPE Insulated, Copper Conductor CCTV Camera Cable
0.25 sq.mm 4C+1 HDPE Insulated, Copper Conductor CCTV Camera Cable
Co-Axial | 1.63 sq.mm RG11F PE Insulated, Copper Conductor Jelly Flooded Co-Axial Cable | Check again
1.02 sq.mm RG6F PE Insulated, Copper Conductor Jelly Flooded Co-Axial Cable
0.8 sq.mm RG59F PE Insulated, Copper Conductor Jelly Flooded Co-Axial Cable
LAN Cables | HDPE Insulated, 23 AWG Solid Bare Conductor CAT6 UTP Data Cable
HDPE Insulated, 23 AWG Solid Bare Conductor CAT5e UTP Data Cable
Telephone Cables
0.4mm 1P PVC insulated, Tinned Copper Conductor Telephone Cable
0.4mm 2P PVC insulated, Tinned Copper Conductor Telephone Cable
0.4mm 3P PVC insulated, Tinned Copper Conductor Telephone Cable
0.4mm 4P PVC insulated, Tinned Copper Conductor Telephone Cable
0.4mm 5P PVC insulated, Tinned Copper Conductor Telephone Cable
0.4mm 6P PVC insulated, Tinned Copper Conductor Telephone Cable
0.4mm 10P PVC insulated, Tinned Copper Conductor Telephone Cable
0.4mm 20P PVC insulated, Tinned Copper Conductor Telephone Cable
0.5mm 1P PVC insulated, Tinned Copper Conductor Telephone Cable
0.5mm 2P PVC insulated, Tinned Copper Conductor Telephone Cable
0.5mm 3P PVC insulated, Tinned Copper Conductor Telephone Cable
0.5mm 4P PVC insulated, Tinned Copper Conductor Telephone Cable
0.5mm 5P PVC insulated, Tinned Copper Conductor Telephone Cable
0.5mm 6P PVC insulated, Tinned Copper Conductor Telephone Cable
0.5mm 10P PVC insulated, Tinned Copper Conductor Telephone Cable
0.5mm 20P PVC insulated, Tinned Copper Conductor Telephone Cable
0.6mm 1P PVC insulated, Tinned Copper Conductor Telephone Cable
0.6mm 2P PVC insulated, Tinned Copper Conductor Telephone Cable
0.6mm 3P PVC insulated, Tinned Copper Conductor Telephone Cable
0.6mm 4P PVC insulated, Tinned Copper Conductor Telephone Cable
0.6mm 5P PVC insulated, Tinned Copper Conductor Telephone Cable
0.6mm 6P PVC insulated, Tinned Copper Conductor Telephone Cable
0.6mm 10P PVC insulated, Tinned Copper Conductor Telephone Cable
0.6mm 20P PVC insulated, Tinned Copper Conductor Telephone Cable
0.4mm 2P PE insulated, Tinned Copper Conductor Telephone Cable
0.4mm 3P PE insulated, Tinned Copper Conductor Telephone Cable
0.4mm 4P PE insulated, Tinned Copper Conductor Telephone Cable
0.4mm 5P PE insulated, Tinned Copper Conductor Telephone Cable
0.4mm 10P PE insulated, Tinned Copper Conductor Telephone Cable
0.4mm 20P PE insulated, Tinned Copper Conductor Telephone Cable
0.5mm 2P PE insulated, Tinned Copper Conductor Telephone Cable
0.5mm 3P PE insulated, Tinned Copper Conductor Telephone Cable
0.5mm 4P PE insulated, Tinned Copper Conductor Telephone Cable
0.5mm 5P PE insulated, Tinned Copper Conductor Telephone Cable
0.5mm 10P PE insulated, Tinned Copper Conductor Telephone Cable
0.5mm 20P PE insulated, Tinned Copper Conductor Telephone Cable
Housewire | 0.75sqmm FR PVC Insulated, Copper Conductor Housewire
FR | 1sqmm FR PVC Insulated, Copper Conductor Housewire
1.5sqmm FR PVC Insulated, Copper Conductor Housewire
2.5sqmm FR PVC Insulated, Copper Conductor Housewire
4sqmm FR PVC Insulated, Copper Conductor Housewire
6sqmm FR PVC Insulated, Copper Conductor Housewire

## f
Upvc Conduit Fittings
without Lid
Terminal 1 Way | 19 mm uPVC Deep Circular Box Terminal - 1 Way without lid
25 mm uPVC Deep Circular Box Terminal - 1 Way without lid
32 mm uPVC Deep Circular Box Terminal - 1 Way without lid
Through 2 Way | 19 mm uPVC Deep Circular Box Through - 2 Way without lid
20 mm uPVC Deep Circular Box Through - 2 Way without lid
25 mm uPVC Deep Circular Box Through - 2 Way without lid
32 mm uPVC Deep Circular Box Through - 2 Way without lid
Intersection 4 Way | 19 mm uPVC Deep Circular Box Intersection - 4 Way without lid
20 mm uPVC Deep Circular Box Intersection - 4 Way without lid
25 mm uPVC Deep Circular Box Intersection - 4 Way without lid
32 mm uPVC Deep Circular Box Intersection - 4 Way without lid
Angle 2 Way | 19 mm uPVC Deep Circular Box Angle - 2 Way without lid
20 mm uPVC Deep Circular Box Angle - 2 Way without lid
25 mm uPVC Deep Circular Box Angle - 2 Way without lid
32 mm uPVC Deep Circular Box Angle - 2 Way without lid
Tee 3 Way | 19 mm uPVC Deep Circular Box Tee - 3 Way (U) without lid
20 mm uPVC Deep Circular Box Tee - 3 Way (U) without lid
25 mm uPVC Deep Circular Box Tee - 3 Way (U) without lid
32 mm uPVC Deep Circular Box Tee - 3 Way (U) without lid
With Lid & Screw
Terminal 1 Way
Through 2 Way
Angle 2 Way

## Sheet1
SP C Curve 0.5A MCB
SP C Curve 6A MCB
SP C Curve 10A MCB
SP C Curve 16A MCB
SP C Curve 20A MCB
SP C Curve 25A MCB
SP C Curve 32A MCB
SP C Curve 40A MCB
SP C Curve 63A MCB
SP C Curve 1A MCB
SP C Curve 2.5A MCB
SP C Curve 4A MCB
SP C Curve 2A MCB
SP C Curve 3A MCB
SP C Curve 5A MCB
SP C Curve 50A MCB
SP C Curve 1.5A MCB
SP D Curve 2A MCB
SP D Curve 6A MCB
SP D Curve 10A MCB
SP D Curve 20A MCB
SP D Curve 25A MCB
SP D Curve 32A MCB
SP D Curve 40A MCB
SP D Curve 63A MCB
SP B Curve 6A MCB
SP B Curve 10A MCB
SP B Curve 16A MCB
SP B Curve 20A MCB
SP B Curve 25A MCB
SP B Curve 32A MCB
SP B Curve 40A MCB
SPN C Curve 0.5 MCB
SPN C Curve 1.5 MCB
SPN C Curve 2 MCB
SPN C Curve 3 MCB
SPN C Curve 4 MCB
SPN C Curve 5 MCB
SPN C Curve 2.5 MCB
SPN C Curve 1A MCB
SPN C Curve 6A MCB
SPN C Curve 50 MCB
SPN C Curve 10A MCB
SPN C Curve 16A MCB
SPN C Curve 20A MCB
SPN C Curve 25A MCB
SPN C Curve 32A MCB
SPN C Curve 40A MCB
SPN C Curve 63A MCB
TPN C Curve 0.5A MCB
TPN C Curve 2.5A MCB
TPN C Curve 2A MCB
TPN C Curve 4A MCB
TPN C Curve 5A MCB
TPN C Curve 50A MCB
TPN C Curve 1.5A MCB
TPN C Curve 3A MCB
TPN C Curve 6A MCB
TPN C Curve 10A MCB
TPN C Curve 16A MCB
TPN C Curve 20A MCB
TPN C Curve 25A MCB
TPN C Curve 32A MCB
TPN C Curve 40A MCB
TPN C Curve 63A MCB
TPC Curve 0.5A MCB
TPC Curve 2.5A MCB
TPC Curve 2A MCB
TPC Curve 4A MCB
TPC Curve 5A MCB
TPC Curve 50A MCB
TPC Curve 1.5A MCB
TPC Curve 3A MCB
TPC Curve 6A MCB
TPC Curve 10A MCB
TPC Curve 16A MCB
TPC Curve 20A MCB
TPC Curve 25A MCB
TPC Curve 32A MCB
TPC Curve 40A MCB
TPC Curve 63A MCB
6A DP ELCB+MCB (RCBO) |  | C Curve
10A DP ELCB+MCB (RCBO)
16A DP ELCB+MCB (RCBO)
20A DP ELCB+MCB (RCBO)
25A DP ELCB+MCB (RCBO)
32A DP ELCB+MCB (RCBO)
40A DP ELCB+MCB (RCBO)
63A DP ELCB+MCB (RCBO)
6A FP ELCB+MCB (RCBO)
10A FP ELCB+MCB (RCBO)
16A FP ELCB+MCB (RCBO)
20A FP ELCB+MCB (RCBO)
25A FP ELCB+MCB (RCBO)
32A FP ELCB+MCB (RCBO)
40A FP ELCB+MCB (RCBO)
63A FP ELCB+MCB (RCBO)
30A/0.5A SP ACCL
30A/1A SP ACCL
30A/1.5A SP ACCL
30A/2.5A SP ACCL
30A/3A SP ACCL
30A/4A SP ACCL
30A/5A SP ACCL
30A/6A SP ACCL
30A/8A SP ACCL
30A/10A SP ACCL
30A/12A SP ACCL
30A/15A SP ACCL
30A/20A SP ACCL
30A/25A SP ACCL
30A/30A SP ACCL
25A DP 30mA RCCB/ELCB | RCCBs/ELCBs
25A DP 100mA RCCB/ELCB
25A DP 300mA RCCB/ELCB
40A DP 30mA RCCB/ELCB
40A DP 100mA RCCB/ELCB
40A DP 300mA RCCB/ELCB
63A DP 30mA RCCB/ELCB
63A DP 100mA RCCB/ELCB
63A DP 300mA RCCB/ELCB
25A FP 30mA RCCB/ELCB
25A FP 100mA RCCB/ELCB
25A FP 300mA RCCB/ELCB
40A FP 30mA RCCB/ELCB
40A FP 100mA RCCB/ELCB
40A FP 300mA RCCB/ELCB
63A FP 30mA RCCB/ELCB
63A FP 100mA RCCB/ELCB
63A FP 300mA RCCB/ELCB
ELCB +MCB (RCBO)
1A 90 VAC - 280VAC Digital Stabilizer | Stabilizers
2A 90 VAC - 290VAC Digital Stabilizer | Digital Stabilizer
6A 100 VAC - 290VAC Digital Stabilizer
3A 90 VAC - 290VAC Digital Stabilizer
4A 90 VAC - 290VAC Digital Stabilizer
1.3A 90 VAC-290VAC Digital Stabilizer
2A 90 VAC-290VAC Digital Stabilizer
6A 140 VAC-295VAC Digital Stabilizer
30A Metal Mainline Stabilizer 110V-550V | Mainline Stabilizer
15A Metal Mainline Stabilizer 110V-550V
15A Metal Mainline Stabilizer 130V-300V
15A Metal Mainline Stabilizer 70VAC-280VAC
15A Metal Mainline Stabilizer 90VAC-300VAC
6A Metal Mainline Stabilizer 90VAC-300VAC
9A Metal Mainline Stabilizer 90VAC-300VAC
25A Metal Mainline Stabilizer 100VAC-300VAC
30A Metal Mainline Stabilizer 110VAC-290VAC
15A ABS Washing Machine,Treadmill,Oven,Dishwasher Stabilizer 130V-280V | Washing Machine/Treadmill/Oven/Dishwasher
8A ABS Washing Machine,Treadmill,Oven,Dishwasher Stabilizer 130V-280V
15A ABS Washing Machine,Treadmill,Oven,Dishwasher Stabilizer 160V-270V
8A ABS Washing Machine,Treadmill,Oven,Dishwasher Stabilizer 160V-270V
15A ABS Washing Machine,Treadmill,Oven,Dishwasher Stabilizer 150VAC-2780VAC
8A ABS Washing Machine,Treadmill,Oven,Dishwasher Stabilizer 160VAC-270VAC
0.7A ABS CRT TV/Music System Stabilizer 90VAC-290VAC
1.3A ABS CRT TV/Music System Stabilizer 90VAC-290VAC
1.3A ABS CRT TV/Music System Stabilizer 135VAC-290VAC
2A Metal Refrigerator Stabilizer 60VAC-280VAC | Refrigerators
5A Metal Refrigerator Stabilizer 90VAC-300VAC
2A ABS Refrigerator Stabilizer 120VAC-280VAC
4A ABS Refrigerator Stabilizer 120VAC-280VAC
2A ABS Refrigerator Stabilizer 135VAC-280VAC
2A ABS Refrigerator Stabilizer 130VAC-290VAC
4A ABS Refrigerator Stabilizer 130VAC-290VAC
4A ABS Refrigerator Stabilizer 135VAC-280VAC
2A ABS Refrigerator Stabilizer 90VAC-260VAC
4A ABS Refrigerator Stabilizer 90VAC-260VAC
2A Metal Refrigerator Stabilizer 90VAC-280VAC
6A ABS Refrigerator Stabilizer 150VAC-280VAC
For AC

## Sheet2
Switch Gears | MCB | SP MCB |  | 10kA , 6kA
C Curve
MCB DC
| MCB Isolators | SP
DP
| MCB Changeover Switch |  | 25A DP MCB Changeover Switch
40A DP MCB Changeover Switch
63A DP MCB Changeover Switch
25A FP MCB Changeover Switch
40A FP MCB Changeover Switch
63A FP MCB Changeover Switch
Protection Devices | RCBO
6A SPN-2M RCBO-30mA
10A SPN-2M RCBO-30mA
16A SPN-2M RCBO-30mA
25A SPN-2M RCBO-30mA
32A SPN-2M RCBO-30mA
40A SPN-2M RCBO-30mA
6A SPN-2M RCBO-100mA
10A SPN-2M RCBO-100mA
16A SPN-2M RCBO-100mA
25A SPN-2M RCBO-100mA
32A SPN-2M RCBO-100mA
40A SPN-2M RCBO-100mA
6A SPN-2M RCBO-300mA
10A SPN-2M RCBO-300mA
16A SPN-2M RCBO-300mA
25A SPN-2M RCBO-300mA
32A SPN-2M RCBO-300mA
40A SPN-2M RCBO-300mA
Control Devices & Monitoring | ACCL | SP
| Time Switch |  | 24 Hour Analog Time Switch (SST-15min)
24 Hour Analog Time Switch (SST-30min)
Astronomical + Digital Time Switch
Digital Weekly Time Switch
Distribution Boards
TV

## Inverter
Inverter Battery | Jumbo Tubular | 180Ah Inverter Battery Jumbo Tubular
150Ah Inverter Battery Jumbo Tubular
135Ah Inverter Battery Jumbo Tubular
100Ah Inverter Battery Jumbo Tubular
80Ah Inverter Battery Jumbo Tubular
| Long Tubular | 150Ah Inverter Battery Long Tubular
| Tall Tubular | 220Ah Inverter Battery Tall Tubular
200Ah Inverter Battery Tall Tubular
180Ah Inverter Battery Tall Tubular
150Ah Inverter Battery Tall Tubular
250Ah Inverter Battery Tall Tubular
| MCCB | SP MCCB | 25kA SP MCCB-100A
25kA SP MCCB-125A
25kA SP MCCB-150A
25kA SP MCCB-15A
25kA SP MCCB-160A
25kA SP MCCB-16A
25kA SP MCCB-175A
25kA SP MCCB-200A
25kA SP MCCB-20A
25kA SP MCCB-225A
25kA SP MCCB-250A
25kA SP MCCB-100A
25kA SP MCCB-100A
25kA SP MCCB-100A
25kA SP MCCB-100A
25kA SP MCCB-100A
25kA SP MCCB-100A
25kA SP MCCB-100A
25kA SP MCCB-100A
25kA SP MCCB-100A
25kA SP MCCB-100A

## Sheet3
Switchgears | MCB | SP MCB | B-Curve SP MCB
DP MCB
D-Curve DP MCB
|  | FP MCB | B-Curve FP MCB | 1A B-Curve FP MCB
2A B-Curve FP MCB
3A B-Curve FP MCB
6A B-Curve FP MCB
10A B-Curve FP MCB
13A B-Curve FP MCB
16A B-Curve FP MCB
20A B-Curve FP MCB
25A B-Curve FP MCB
32A B-Curve FP MCB
40A B-Curve FP MCB
63A B-Curve FP MCB
|  |  | C-Curve FP MCB | 0.5A C-Curve FP MCB
1A C-Curve FP MCB
2A C-Curve FP MCB
3A C-Curve FP MCB
4A C-Curve FP MCB
5A C-Curve FP MCB
6A C-Curve FP MCB
10A C-Curve FP MCB
13A C-Curve FP MCB
16A C-Curve FP MCB
20A C-Curve FP MCB
25A C-Curve FP MCB
32A C-Curve FP MCB
40A C-Curve FP MCB
50A C-Curve FP MCB
63A C-Curve FP MCB
|  |  | D-Curve FP MCB | 1A D-Curve FP MCB
6A D-Curve FP MCB
10A D-Curve FP MCB
16A D-Curve FP MCB
20A D-Curve FP MCB
25A D-Curve FP MCB
32A D-Curve FP MCB
40A D-Curve FP MCB
50A D-Curve FP MCB
63A D-Curve FP MCB
|  | SPN MCB | B-Curve SPN MCB | 6A B-Curve SPN MCB
10A B-Curve SPN MCB
13A B-Curve SPN MCB
16A B-Curve SPN MCB
20A B-Curve SPN MCB
25A B-Curve SPN MCB
32A B-Curve SPN MCB
40A B-Curve SPN MCB
50A B-Curve SPN MCB
63A B-Curve SPN MCB
1A C-Curve SPN MCB
2A C-Curve SPN MCB
3A C-Curve SPN MCB
4A C-Curve SPN MCB
6A C-Curve SPN MCB
10A C-Curve SPN MCB
13A C-Curve SPN MCB
16A C-Curve SPN MCB
20A C-Curve SPN MCB
|  |  | C-Curve SPN MCB | 25A C-Curve SPN MCB
32A C-Curve SPN MCB
40A C-Curve SPN MCB
63A C-Curve SPN MCB
|  | TPN MCB | B-Curve TPN MCB | 6A B-Curve TPN MCB
10A B-Curve TPN MCB
13A B-Curve TPN MCB
16A B-Curve TPN MCB
20A B-Curve TPN MCB
25A B-Curve TPN MCB
32A B-Curve TPN MCB
40A B-Curve TPN MCB
50A B-Curve TPN MCB
63A B-Curve TPN MCB
|  |  | C-Curve TPN MCB | 0.5A C-Curve TPN MCB
1A C-Curve TPN MCB
2A C-Curve TPN MCB
4A C-Curve TPN MCB
6A C-Curve TPN MCB
10A C-Curve TPN MCB
13A C-Curve TPN MCB
16A C-Curve TPN MCB
20A C-Curve TPN MCB
25A C-Curve TPN MCB
32A C-Curve TPN MCB
40A C-Curve TPN MCB
50A C-Curve TPN MCB
63A C-Curve TPN MCB
| MCB DC | SP MCB |  | 0.5A SP MCB DC
1A SP MCB DC
2A SP MCB DC
3A SP MCB DC
4A SP MCB DC
5A SP MCB DC
6A SP MCB DC
10A SP MCB DC
13A SP MCB DC
16A SP MCB DC
20A SP MCB DC
25A SP MCB DC
32A SP MCB DC
40A SP MCB DC
50A SP MCB DC
63A SP MCB DC
0.5A DP MCB DC
1A DP MCB DC
2A DP MCB DC
3A DP MCB DC
4A DP MCB DC
|  | DP MCB |  | 5A DP MCB DC
6A DP MCB DC
10A DP MCB DC
13A DP MCB DC
16A DP MCB DC
20A DP MCB DC
25A DP MCB DC
32A DP MCB DC
40A DP MCB DC
50A DP MCB DC
63A DP MCB DC
|  | FP MCB |  | 0.5A FP MCB DC
1A FP MCB DC
2A FP MCB DC
3A FP MCB DC
4A FP MCB DC
5A FP MCB DC
6A FP MCB DC
10A FP MCB DC
16A FP MCB DC
20A FP MCB DC
25A FP MCB DC
32A FP MCB DC
40A FP MCB DC
50A FP MCB DC
63A FP MCB DC
| RCCB | DP RCCB | Type A DP RCCB | 25A DP A Type RCCB-30mA
25A DP A Type RCCB-100mA
25A DP A Type RCCB-300mA
25A DP A Type RCCB-500mA
63A DP A Type RCCB-30mA
63A DP A Type RCCB-300mA
63A DP A Type RCCB-1000mA
|  |  | Type A-SI DP RCCB | 25A DP A-SI Type RCCB-30mA | 40A DP RCCB-30mA
|  |  |  | 40A DP A-SI Type RCCB-30mA | 40A DP RCCB-100mA
|  |  |  | 63A DP A-SI Type RCCB-30mA | 40A DP RCCB-300mA
63A DP A-SI Type RCCB-100mA
63A DP A-SI Type RCCB-300mA
|  |  | Type AC DP RCCB | 25A DP AC Type RCCB-10mA
25A DP AC Type RCCB-30mA
25A DP AC Type RCCB-100mA
25A DP AC Type RCCB-300mA
25A DP AC Type RCCB-500mA
40A DP AC Type RCCB-30mA
40A DP AC Type RCCB-300mA
40A DP AC Type RCCB-500mA
63A DP AC Type RCCB-30mA
63A DP AC Type RCCB-300mA
63A DP AC Type RCCB-100mA
63A DP AC Type RCCB-1000mA
|  | FP RCCB |  | 25A FP RCCB-30mA
25A FP RCCB-100mA
25A FP RCCB-300mA
40A FP RCCB-30mA
40A FP RCCB-100mA
40A FP RCCB-300mA
63A FP RCCB-30mA
63A FP RCCB-100mA
63A FP RCCB-300mA
| RCBO | DP RCBO |  | 6A DP RCBO-30mA
10A DP RCBO-30mA
16A DP RCBO-30mA
20A DP RCBO-30mA
25A DP RCBO-30mA
32A DP RCBO-30mA
40A DP RCBO-30mA
63A DP RCBO-30mA
6A DP RCBO-100mA
10A DP RCBO-100mA
16A DP RCBO-100mA
20A DP RCBO-100mA
25A DP RCBO-100mA
32A DP RCBO-100mA
40A DP RCBO-100mA
63A DP RCBO-100mA
6A DP RCBO-300mA
10A DP RCBO-300mA
16A DP RCBO-300mA
25A DP RCBO-300mA
32A DP RCBO-300mA
40A DP RCBO-300mA
63A DP RCBO-300mA
|  | FP RCBO |  | 6A FP RCBO-30mA
10A FP RCBO-30mA
16A FP RCBO-30mA
25A FP RCBO-30mA
32A FP RCBO-30mA
40A FP RCBO-30mA
63A FP RCBO-30mA
6A FP RCBO-100mA
10A FP RCBO-100mA
16A FP RCBO-100mA
25A FP RCBO-100mA
32A FP RCBO-100mA
40A FP RCBO-100mA
63A FP RCBO-100mA
6A FP RCBO-300mA
10A FP RCBO-300mA
16A FP RCBO-300mA
25A FP RCBO-300mA
32A FP RCBO-300mA
40A FP RCBO-300mA
63A FP RCBO-300mA
| Isolators | MCB Isolators | SP MCB Isolators | 40A SP MCB Isolator
63A SP MCB Isolator
|  |  | DP MCB Isolators | 40A DP MCB Isolator
63A DP MCB Isolator
80A DP MCB Isolator
100A DP MCB Isolator
125A DP MCB Isolator
|  |  | TP MCB Isolators | 40A TP MCB Isolator
63A TP MCB Isolator
80A TP MCB Isolator
100A TP MCB Isolator
125A TP MCB Isolator
|  |  | FP MCB Isolators | 40A FP MCB Isolator
63A FP MCB Isolator
80A FP MCB Isolator
100A FP MCB Isolator
125A FP MCB Isolator
| MCB Changeover | MCB Changeover Switch | DP MCB Changeover Switch | 25A DP MCB Changeover Switch
40A DP MCB Changeover Switch
63A DP MCB Changeover Switch
|  |  | FP MCB Changeover Switch | 25A FP MCB Changeover Switch
40A FP MCB Changeover Switch
63A FP MCB Changeover Switch
| ACCL | SP ACCL |  | 0.5A SP ACCL-30A
1A SP ACCL-30A
1.5A SP ACCL-30A
2.5A SP ACCL-30A
3A SP ACCL-30A
4A SP ACCL-30A
5A SP ACCL-30A
6A SP ACCL-30A
8A SP ACCL-30A
9A SP ACCL-30A
10A SP ACCL-30A
15A SP ACCL-30A
20A SP ACCL-30A
25A SP ACCL-30A
30A SP ACCL-30A
| Distribution Boards | SPN Distribution Boards | SPN Single Door DB | 4W SPN Single Door DB
6W SPN Single Door DB
8W SPN Single Door DB
12W SPN Single Door DB
16W SPN Single Door DB
18W SPN Single Door DB
|  |  | SPN Double Door DB | 4W SPN Double Door DB
6W SPN Double Door DB
8W SPN Double Door DB
12W SPN Double Door DB
16W SPN Double Door DB
18W SPN Double Door DB
|  | TPN Distribution Boards | TPN Single Door DB | 4W Eco TPN Single Door DB
4W TPN Single Door DB
6W TPN Single Door DB
8W TPN Single Door DB
12W TPN Single Door DB
|  |  | TPN Double Door DB | 4W Eco TPN Double Door DB
4W TPN Double Door DB
6W TPN Double Door DB
8W TPN Double Door DB
12W TPN Double Door DB
|  | Acrylic Distribution Boards | SPN Double Door DB | 4W SPN Double Door Acrylic DB
6W SPN Double Door Acrylic DB
8W SPN Double Door Acrylic DB
12W SPN Double Door Acrylic DB
16W SPN Double Door Acrylic DB
|  |  | TPN Double Door DB | 4W Eco TPN Double Door Acrylic DB
4W TPN Double Door Acrylic DB
6W TPN Double Door Acrylic DB
8W TPN Double Door Acrylic DB
12W TPN Double Door Acrylic DB
|  | Vertical Distribution Boards | TPN Vertical DB | 4W TPN Vertical Double Door DB
6W TPN Vertical Double Door DB
8W TPN Vertical Double Door DB
12W TPN Vertical Double Door DB
|  |  | TPN PPI Vertical DB | 4W TPN PPI Vertical Double Door DB
6W TPN PPI Vertical Double Door DB
8W TPN PPI Vertical Double Door DB
12W TPN PPI Vertical Double Door DB
|  | TPN PP Horizontal DB |  | 4W TPN PPI Horizontal Double Door DB
6W TPN PPI Horizontal Double Door DB
8W TPN PPI Horizontal Double Door DB
12W TPN PPI Horizontal Double Door DB
|  | Flexy Tier Distribution Boards |  | 24M Flexy Tier Double Door DB
36M Flexy Tier Double Door DB
40M Flexy Tier Double Door DB
56M Flexy Tier Double Door DB
|  | TPN Phase Selector DB |  | 40A-4W TPN Vertical Phase Selector Double Door DB
63A-4W TPN Vertical Phase Selector Double Door DB
40A-6W TPN Vertical Phase Selector Double Door DB
63A-6W TPN Vertical Phase Selector Double Door DB
40A-8W TPN Vertical Phase Selector Double Door DB
63A-8W TPN Vertical Phase Selector Double Door DB
|  | TPN Distribution Board-7 Segment |  | 4W TPN Double Door DB 7 Segment
6W TPN Double Door DB 7 Segment
8W TPN Double Door DB 7 Segment
12W TPN Double Door DB 7 Segment
|  | TPN Distribution Board-8 Segment |  | 4W TPN Double Door DB 8 Segment
6W TPN Double Door DB 8 Segment
8W TPN Double Door DB 8 Segment
12W TPN Double Door DB 8 Segment
|  | TV Televison Distribution Boards | SPN TV DB | 6W SPN Double Door TV DB
8W SPN Double Door TV DB
12W SPN Double Door TV DB
16W SPN Double Door TV DB
|  |  | TPN TV DB | 6W TPN Double Door TV DB
8W TPN Double Door TV DB
12W TPN Double Door TV DB
16W TPN Double Door TV DB
|  | Cable End Box | SPN Cable Box | 6W SPN Cable End Box DB
8W SPN Cable End Box DB
12W SPN Cable End Box DB
16W SPN Cable End Box DB
18W SPN Cable End Box DB
|  |  | TPN Cable Box | 4W Eco TPN Cable End Box DB
4W TPN Cable End Box DB
6W TPN Cable End Box DB
8W TPN Cable End Box DB
12W TPN Cable End Box DB
Cable End Box for Vertical TPN LL DB
Cable End Box for Vertical TPN DB
|  |  | 8 Segment Cable Box | 4W 8 Segment Cable End Box DB
6W 8 Segment Cable End Box DB
8W 8 Segment Cable End Box DB
12W 8 Segment Cable End Box DB
|  | MIVAN DB | SPN MIVAN DB | 8W SPN-MIVAN DB
12W SPN-MIVAN DB
16W SPN-MIVAN DB
|  |  | TPN MIVAN DB | 4W TPN-MIVAN DB
6W TPN-MIVAN DB
8W TPN-MIVAN DB
|  | VTPN with MCCB Incomer |  | 4W TPN Vertical LL DB-160A
6W TPN Vertical LL DB-160A
8W TPN Vertical LL DB-160A
12W TPN Vertical LL DB-160A
4W TPN Vertical LL DB-250A
6W TPN Vertical LL DB-250A
8W TPN Vertical LL DB-250A
12W TPN Vertical LL DB-250A
|  | Decorative DB | SPN Decorative DB | 4W SPN Double Door Decorative DB
6W SPN Double Door Decorative DB
8W SPN Double Door Decorative DB
12W SPN Double Door Decorative DB
16W SPN Double Door Decorative DB
|  |  | TPN Decorative DB | 4W TPN Double Door Decorative DB
6W TPN Double Door Decorative DB
8W TPN Double Door Decorative DB
12W TPN Double Door Decorative DB
|  | Industrial Plug |  | 16A IP44 Industrial Plug 2P+E
32A IP44 Industrial Plug 2P+E
16A IP44 Industrial Plug 3P+N+E
32A IP44 Industrial Plug 2P+E
16A IP67 Industrial Plug 2P+E
32A IP67 Industrial Plug 2P+E
32A IP67 Industrial Plug 3P+N+E
63A IP67 Industrial Plug 3P+N+E
|  | Industrial Connector |  | 16A IP44 Industrial Connector 2P+E
32A IP44 Industrial Connector 2P+E
16A IP44 Industrial Connector 3P+N+E
32A IP44 Industrial Connector 3P+N+E
Panel Socket
16A IP44 Industrial Panel Socket 2P+E
32A IP44 Industrial Panel Socket 2P+E
16A IP44 Industrial Panel Socket 3P+N+E
32A IP44 Industrial Panel Socket 3P+N+E
16A IP67 Industrial Panel Socket 2P+E
32A IP67 Industrial Panel Socket 2P+E
16A IP67 Industrial Panel Socket 3P+N+E
32A IP67 Industrial Panel Socket 3P+N+E
|  | Industrial Interlocking Socket |  | 16A IP44 Industrial Interlocking Socket 2P+E
32A IP44 Industrial Interlocking Socket 3P+N+E
16A IP67 Industrial Interlocking Socket 2P+E
32A IP67 Industrial Interlocking Socket 3P+N+E
|  | Insulated Plug and Socket |  | 16A Insulated Plug and Socket 2M-2P+E
16A Insulated Plug and Socket 4M-3P+N+E
32A Insulated Plug and Socket 2M-2P+E
32A Insulated Plug and Socket 4M-3P+N+E
32A Insulated Plug and Socket 8M-3P+N+E
63A Insulated Plug and Socket 8M-3P+N+E
| Protection Devices | SPD | SPD Adaptor Type 3 | SPD Adaptor Type 3
|  |  | Type 2 AC SPD | 1P+N Type 2 AC SPD
TP+N Type 2 AC SPD
|  |  | SPD Catridges | SPD Cartridge L-N
SPD Cartridge N-PE
|  |  | Type 1+2 AC SPD | Type 1+2 AC SPD TP+N
Type 1+2 AC SPD 1P+N
|  |  | Type 1+2 Photovoltic SPD | Type 1+2 1200Vdc Photovoltic SPD-60kA
Type 1+2 1200Vdc Photovoltic SPD-40kA
|  |  | Type 2 Photovoltic SPD | Type 2 1200Vdc Photovoltic SPD
Type 2 600Vdc Photovoltic SPD
|  | AFDD |  | 16A Combined 1P+N MCB+AFDD
32A Combined 1P+N MCB+AFDD
40A Combined 1P+N MCB+AFDD
16A Combined 1P+N RCBO+AFDD
32A Combined 1P+N RCBO+AFDD
40A Combined 1P+N RCBO+AFDD
|  | Energy Meters |  | SP 45A (1M) Energy Meter DIN Rail Mountable
SP 100A (2M) Energy Meter DIN Rail Mountable
TP 100A (4M) Energy Meter DIN Rail Mountable
|  | Support Moudles | Auxillary Contact For MCB | 1NO+1NC Auxillary Contact for MCB
|  |  | Shunt Trip For MCB | 12V Shunt Trip For MCB
24V Shunt Trip For MCB
48V Shunt Trip For MCB
240V Shunt Trip For MCB
|  |  | Under Voltage/Over Voltage | 1P OVT For MCB
3P OVT For MCB
1P UVT-OVT For MCB
3P UVT-OVT For MCB
|  | Plug and Sockets Distribution Boards | SP Plug and Socket DB | 20A SP Plug and Socket DB
|  |  | DP Plug and Socket DB | 20A DP Plug and Socket DB
|  |  | TP Plug and Socket DB | 20A TP Plug and Socket DB
30A TP Plug and Socket DB
|  | MCB Enclosure | 1/2 Pole MCB Enclosure | 1/2 P MCB Plastic Enclosure
|  |  | 3/4 Pole MCB Enclosure | 3/4 P MCB Plastic Enclosure
|  | MCCB | TP MCCB | 36kA TP MCCB
50kA TP MCCB
70kA TP MCCB
25kA TP MCCB
16kA TP MCCB
10kA TP MCCB
80kA TP MCCB
120kA TP MCCB
220kA TP MCCB
100kA TP MCCB
18kA TP MCCB
65kA TP MCCB
10kA TP MCCB

## Contactors & Protection Relays
Surge Protection Devices-SPDs | Type 1 SPD | SP Type 1 SPD | SP Type 1 SPD
|  | SPN Type 1 SPD | SPN Type 1 SPD
|  | TPN Type 1 SPD | TPN Type 1 SPD
| Type 1+2 SPD | SP Type 1+2 SPD | SP Type 1+2 SPD
|  | SPN Type 1+2 SPD | SPN Type 1+2 SPD
|  | TP Type 1+2 SPD | TP Type 1+2 SPD
|  | TPN Type 1+2 SPD | TPN Type 1+2 SPD
Cartridge for SPD's | Cartridge for SPD
Switch Disconnectors | SP Switch Disconnectors | 40A SP Switch Disconnector-240V
40A SP Switch Disconnector-240VAC
| DP | 32A DP Switch Disconnector-415V
32A DP Switch Disconnector-415VAC
40A DP Switch Disconnector-415V
40A DP Switch Disconnector-415VAC
63A DP Switch Disconnector-415V
63A DP Switch Disconnector-415VAC
| TP | 63A TP Switch Disconnector-415V
| FP | 40A FP Switch Dissconector-415V
63A FP Switch Dissconector-415V
100A FP Switch Dissconector-415V
40A FP Switch Dissconector-415VAC
63A FP Switch Dissconector-415VAC
Auxillary Contact |  | 2mA-100mA Auxilary Contact
100mA-6A Auxilary Contact
Isolator Switch | DP Isolator Switch | 40A DP Isolator Switch 240VAC-1.25kA
63A DP Isolator Switch 240VAC-2.5kA
| TP Isolator Switch | 40A TP Isolator Switch 415VAC-1.25kA
63A TP Isolator Switch 415VAC-2.5kA
40A FP Isolator Switch 415VAC-1.25kA
63A FP Isolator Switch 415VAC-2.5kA
100A FP Isolator Switch 415VAC-2.5kA
125A FP Isolator Switch 415VAC-2.5kA
Contactors | Modular Contactors | SP Modular Contactors | 25A SP 220V Contactor-50Hz
25A SP 230V-240V Contactor-50Hz
16A SP 220V Contactor-50Hz
25A SP 230-240V Contactor-50Hz
Motor Circuit Breaker MPCBs | Thermal-Magnetic MPCBs | Pushbutton Thermal-Magnetic MPCBs | 0.1A-0.16A TP Pushbotton Thermal-Magnetic MPCB-45mm
0.16A-0.25A TP Pushbotton Thermal-Magnetic MPCB-45mm
0.25A-0.4A TP Pushbotton Thermal-Magnetic MPCB-45mm
0.4A-0.63A TP Pushbotton Thermal-Magnetic MPCB-45mm
0.63A-1A TP Pushbotton Thermal-Magnetic MPCB-45mm
1A-1.6A TP Pushbotton Thermal-Magnetic MPCB-45mm
1.6A-2.5A TP Pushbotton Thermal-Magnetic MPCB-45mm
2.5A-4A TP Pushbotton Thermal-Magnetic MPCB-45mm
4A-6A TP Pushbotton Thermal-Magnetic MPCB-45mm
4A-6.3A TP Pushbotton Thermal-Magnetic MPCB-45mm
6.3A-10A TP Pushbotton Thermal-Magnetic MPCB-45mm
6A-10A TP Pushbotton Thermal-Magnetic MPCB-45mm
9A-14A TP Pushbotton Thermal-Magnetic MPCB-45mm
13A-18A TP Pushbotton Thermal-Magnetic MPCB-45mm
17A-23A TP Pushbotton Thermal-Magnetic MPCB-45mm
20A-25A TP Pushbotton Thermal-Magnetic MPCB-45mm
24A-32A TP Pushbotton Thermal-Magnetic MPCB-45mm
|  | Rotary Knob Thermal-Magnetic MPCBs | 0.1A-0.16A TP Rotary Knob Thermal-Magnetic MPCB-45mm
0.16A-0.25A TP Rotary Knob Thermal-Magnetic MPCB-45mm
0.25A-0.4A TP Rotary Knob Thermal-Magnetic MPCB-45mm
0.4A-0.63A TP Rotary Knob Thermal-Magnetic MPCB-45mm
0.63A-1A TP Rotary Knob Thermal-Magnetic MPCB-45mm
1A-1.6A TP Rotary Knob Thermal-Magnetic MPCB-45mm
1.6A-2.5A TP Rotary Knob Thermal-Magnetic MPCB-45mm
2.5A-4A TP Rotary Knob Thermal-Magnetic MPCB-45mm
4A-6A TP Rotary Knob Thermal-Magnetic MPCB-45mm
4A-6.3A TP Rotary Knob Thermal-Magnetic MPCB-45mm
6.3A-10A TP Rotary Knob Thermal-Magnetic MPCB-45mm
6A-10A TP Rotary Knob Thermal-Magnetic MPCB-45mm
9A-14A TP Rotary Knob Thermal-Magnetic MPCB-45mm
13A-18A TP Rotary Knob Thermal-Magnetic MPCB-45mm
17A-23A TP Rotary Knob Thermal-Magnetic MPCB-45mm
20A-25A TP Rotary Knob Thermal-Magnetic MPCB-45mm
24A-32A TP Rotary Knob Thermal-Magnetic MPCB-45mm
9-13A TP Rotary Knob Thermal-Magnetic MPCB-55mm
12-18A TP Rotary Knob Thermal-Magnetic MPCB-55mm
17-25A TP Rotary Knob Thermal-Magnetic MPCB-55mm
23-32A TP Rotary Knob Thermal-Magnetic MPCB-55mm
30-40A TP Rotary Knob Thermal-Magnetic MPCB-55mm
37-50A TP Rotary Knob Thermal-Magnetic MPCB-55mm
48-65A TP Rotary Knob Thermal-Magnetic MPCB-55mm
62-73A TP Rotary Knob Thermal-Magnetic MPCB-55mm
70-80A TP Rotary Knob Thermal-Magnetic MPCB-55mm
|  | Toggle Thermal-Magnetic MPCBs | 0.25A-0.4A TP Toggle Thermal-Magnetic MPCB-45mm
0.4A-0.63A TP Toggle Thermal-Magnetic MPCB-45mm
0.63A-1A TP Toggle Thermal-Magnetic MPCB-45mm
1A-1.6A TP Toggle Thermal-Magnetic MPCB-45mm
1.6A-2.5A TP Toggle Thermal-Magnetic MPCB-45mm
2.5A-4A TP Toggle Thermal-Magnetic MPCB-45mm
4A-6A TP Toggle Thermal-Magnetic MPCB-45mm
6A-10A TP Toggle Thermal-Magnetic MPCB-45mm
9A-14A TP Toggle Thermal-Magnetic MPCB-45mm
13A-18A TP Toggle Thermal-Magnetic MPCB-45mm
17A-23A TP Toggle Thermal-Magnetic MPCB-45mm
| Magnetic Motor Circuit Breaker | Roatry Knob Magnetic MPCBs | 0.4A TP Rotary Magnetic Motor MPCB-45mm
0.63A TP Rotary Magnetic Motor MPCB-45mm
1A TP Rotary Magnetic Motor MPCB-45mm
1.6A TP Rotary Magnetic Motor MPCB-45mm
2.5A TP Rotary Magnetic Motor MPCB-45mm
4A TP Rotary Magnetic Motor MPCB-45mm
6.3A TP Rotary Magnetic Motor MPCB-45mm
10A TP Rotary Magnetic Motor MPCB-45mm
14A TP Rotary Magnetic Motor MPCB-45mm
18A TP Rotary Magnetic Motor MPCB-45mm
25A TP Rotary Magnetic Motor MPCB-45mm
32A TP Rotary Magnetic Motor MPCB-45mm
|  | Toogle Knob Magnetic MPCBs | 0.4A TP Toogle Magnetic Motor MPCB-45mm
0.63A TP Toogle Magnetic Motor MPCB-45mm
1A TP Toogle Magnetic Motor MPCB-45mm
1.6A TP Toogle Magnetic Motor MPCB-45mm
2.5A TP Toogle Magnetic Motor MPCB-45mm
4A TP Toogle Magnetic Motor MPCB-45mm
6.3A TP Toogle Magnetic Motor MPCB-45mm
10A TP Toogle Magnetic Motor MPCB-45mm
14A TP Toogle Magnetic Motor MPCB-45mm
18A TP Toogle Magnetic Motor MPCB-45mm
25A TP Toogle Magnetic Motor MPCB-45mm
32A TP Toogle Magnetic Motor MPCB-45mm
25A TP Rotary Magnetic Motor MPCB-55mm
32A TP Rotary Magnetic Motor MPCB-55mm
40A TP Rotary Magnetic Motor MPCB-55mm
50A TP Rotary Magnetic Motor MPCB-55mm
65A TP Rotary Magnetic Motor MPCB-55mm
73A TP Rotary Magnetic Motor MPCB-55mm
80A TP Rotary Magnetic Motor MPCB-55mm
Electronic Over Current Relays | 0.3-1.5A Electronic Overload Relay For Motor-24V AC/DC
1.2-7A Electronic Overload Relay For Motor-24V AC/DC
5-25A Electronic Overload Relay For Motor-24V AC/DC
20-38A Electronic Overload Relay For Motor-24V AC/DC
0.3-1.5A Electronic Overload Relay For Motor-100V-120VAC
1.2-7A Electronic Overload Relay For Motor-100V-120VAC
5-25A Electronic Overload Relay For Motor-100V-120VAC
0.3-1.5A Electronic Overload Relay For Motor-200V-240VAC
1.2-7A Electronic Overload Relay For Motor-200V-240VAC
5-25A Electronic Overload Relay For Motor-200V-240VAC
20-38A Electronic Overload Relay For Motor-200V-240VAC

## Sheet5
Housewires | FRLSH-Flame Retardant Low Smoke Halogen Wires | 0.5 Sqmm Single Core Copper Conductor PVC Insulated FRLSH Wire
0.75 Sqmm Single Core Copper Conductor PVC Insulated FRLSH Wire
1 Sqmm Single Core Copper Conductor PVC Insulated FRLSH Wire
1.5 Sqmm Single Core Copper Conductor PVC Insulated FRLSH Wire
2.5 Sqmm Single Core Copper Conductor PVC Insulated FRLSH Wire
4 Sqmm Single Core Copper Conductor PVC Insulated FRLSH Wire
6 Sqmm Single Core Copper Conductor PVC Insulated FRLSH Wire
10 Sqmm Single Core Copper Conductor PVC Insulated FRLSH Wire
16 Sqmm Single Core Copper Conductor PVC Insulated FRLSH Wire
| FR-Flame Retardant Wires | 0.5 Sqmm Single Core Copper Conductor PVC Insulated FR Wire
0.75 Sqmm Single Core Copper Conductor PVC Insulated FR Wire
1 Sqmm Single Core Copper Conductor PVC Insulated FR Wire
1.5 Sqmm Single Core Copper Conductor PVC Insulated FR Wire
2.5 Sqmm Single Core Copper Conductor PVC Insulated FR Wire
4 Sqmm Single Core Copper Conductor PVC Insulated FR Wire
6 Sqmm Single Core Copper Conductor PVC Insulated FR Wire
10 Sqmm Single Core Copper Conductor PVC Insulated FR Wire
16 Sqmm Single Core Copper Conductor PVC Insulated FR Wire
| FRZH-Flame Retardant Zero Halogen Wires | 0.5 Sqmm Single Core Copper Conductor PVC Insulated FRZH Wire
0.75 Sqmm Single Core Copper Conductor PVC Insulated FRZH Wire
1 Sqmm Single Core Copper Conductor PVC Insulated FRZH Wire
1.5 Sqmm Single Core Copper Conductor PVC Insulated FRZH Wire
2.5 Sqmm Single Core Copper Conductor PVC Insulated FRZH Wire
4 Sqmm Single Core Copper Conductor PVC Insulated FRZH Wire
6 Sqmm Single Core Copper Conductor PVC Insulated FRZH Wire
10 Sqmm Single Core Copper Conductor PVC Insulated FRZH Wire
16 Sqmm Single Core Copper Conductor PVC Insulated FRZH Wire
| FRLF-Flame Retardant Lead Free Wires | 0.5 Sqmm Single Core Copper Conductor PVC Insulated FRLF Wire
0.75 Sqmm Single Core Copper Conductor PVC Insulated FRLF Wire
1 Sqmm Single Core Copper Conductor PVC Insulated FRLF Wire
1.5 Sqmm Single Core Copper Conductor PVC Insulated FRLF Wire
2.5 Sqmm Single Core Copper Conductor PVC Insulated FRLF Wire
4 Sqmm Single Core Copper Conductor PVC Insulated FRLF Wire
6 Sqmm Single Core Copper Conductor PVC Insulated FRLF Wire
10 Sqmm Single Core Copper Conductor PVC Insulated FRLF Wire
16 Sqmm Single Core Copper Conductor PVC Insulated FRLF Wire
| FRFS-Flame Retardant Fire Survival Wires | 0.5 Sqmm Single Core Copper Conductor PVC Insulated FRFS Wire
0.75 Sqmm Single Core Copper Conductor PVC Insulated FRFS Wire
1 Sqmm Single Core Copper Conductor PVC Insulated FRFS Wire
1.5 Sqmm Single Core Copper Conductor PVC Insulated FRFS Wire
2.5 Sqmm Single Core Copper Conductor PVC Insulated FRFS Wire
4 Sqmm Single Core Copper Conductor PVC Insulated FRFS Wire
6 Sqmm Single Core Copper Conductor PVC Insulated FRFS Wire
10 Sqmm Single Core Copper Conductor PVC Insulated FRFS Wire
16 Sqmm Single Core Copper Conductor PVC Insulated FRFS Wire
| HR FR-LSH Lead Free Wires | 0.5 Sqmm Single Core Copper Conductor Mica Tape Insulated HR FR-LSH Lead Free Wire
0.75 Sqmm Single Core Copper Conductor Mica Tape Insulated HR FR-LSH Lead Free Wire
1 Sqmm Single Core Copper Conductor Mica Tape Insulated HR FR-LSH Lead Free Wire
1.5 Sqmm Single Core Copper Conductor Mica Tape Insulated HR FR-LSH Lead Free Wire
2.5 Sqmm Single Core Copper Conductor Mica Tape Insulated HR FR-LSH Lead Free Wire
4 Sqmm Single Core Copper Conductor Mica Tape Insulated HR FR-LSH Lead Free Wire
6 Sqmm Single Core Copper Conductor Mica Tape Insulated HR FR-LSH Lead Free Wire
10 Sqmm Single Core Copper Conductor Mica Tape Insulated HR FR-LSH Lead Free Wire
16 Sqmm Single Core Copper Conductor Mica Tape Insulated HR FR-LSH Lead Free Wire
CCTV Cables | 3+1 CCTV Cable | 0.5 Sq.mm Annealed Bare Copper Conductor HDPE Insulated 3+1 CCTV Cable
| 4+1 CCTV Cable | 0.5 Sq.mm Annealed Bare Copper Conductor HDPE Insulated 4+1 CCTV Cable
Co-Axial Cables | RG 6 Co-Axial Cable | RG 6 Foam Co-Axial Cables | RG 6F Solid Bare Copper Conductor PE Foam Armoured Co-Axial Cable
RG 6F Solid Bare Copper Conductor PE Foam Un-armoured Co-Axial Cable
| RG 11 Co-Axial Cable | RG 6 CCS Foam Co-Axial Cables | RG 6CCS F Copper Coated Steel PE Foam Armoured Co-Axial Cable
RG 6CCS F Copper Coated Steel PE Foam Un-armoured Co-Axial Cable
|  | RG 11 Foam CSS Co-Axial Cables | RG 11CCS F Copper Coated Steel PE Foam Armoured Co-Axial Cable
RG 11CCS F Copper Coated Steel PE Foam Un-armoured Co-Axial Cable
|  | RG 11 Foam Co-Axial Cables | RG 11F Solid Bare Copper Conductor PE Foam Armoured Co-Axial Cable
RG 11F Solid Bare Copper Conductor PE Foam Un-armoured Co-Axial Cable
|  | RG 59 Foam Co-Axial Cables | RG 59F Solid Bare Copper Conductor PE Foam Armoured Co-Axial Cable
RG 59F Solid Bare Copper Conductor PE Foam Un-armoured Co-Axial Cable
Telephone Switch Board Cables | 0.4mm x 1P Tinned Copper Conductor PVC Insulated Telephone Switch Board Cable
0.4mm x 2P Tinned Copper Conductor PVC Insulated Telephone Switch Board Cable
0.4mm x 3P Tinned Copper Conductor PVC Insulated Telephone Switch Board Cable
0.4mm x 4P Tinned Copper Conductor PVC Insulated Telephone Switch Board Cable
0.4mm x 5P Tinned Copper Conductor PVC Insulated Telephone Switch Board Cable
0.4mm x 6P Tinned Copper Conductor PVC Insulated Telephone Switch Board Cable
0.4mm x 10P Tinned Copper Conductor PVC Insulated Telephone Switch Board Cable
0.4mm x 20P Tinned Copper Conductor PVC Insulated Telephone Switch Board Cable
0.5mm x 1P Tinned Copper Conductor PVC Insulated Telephone Switch Board Cable
0.5mm x 2P Tinned Copper Conductor PVC Insulated Telephone Switch Board Cable
0.5mm x 3P Tinned Copper Conductor PVC Insulated Telephone Switch Board Cable
0.5mm x 4P Tinned Copper Conductor PVC Insulated Telephone Switch Board Cable
0.5mm x 5P Tinned Copper Conductor PVC Insulated Telephone Switch Board Cable
0.5mm x 6P Tinned Copper Conductor PVC Insulated Telephone Switch Board Cable
0.5mm x 10P Tinned Copper Conductor PVC Insulated Telephone Switch Board Cable
0.5mm x 20P Tinned Copper Conductor PVC Insulated Telephone Switch Board Cable
0.6mm x 1P Tinned Copper Conductor PVC Insulated Telephone Switch Board Cable
0.6mm x 2P Tinned Copper Conductor PVC Insulated Telephone Switch Board Cable
0.6mm x 3P Tinned Copper Conductor PVC Insulated Telephone Switch Board Cable
0.6mm x 4P Tinned Copper Conductor PVC Insulated Telephone Switch Board Cable
0.6mm x 5P Tinned Copper Conductor PVC Insulated Telephone Switch Board Cable
0.6mm x 6P Tinned Copper Conductor PVC Insulated Telephone Switch Board Cable
0.6mm x 10P Tinned Copper Conductor PVC Insulated Telephone Switch Board Cable
0.6mm x 20P Tinned Copper Conductor PVC Insulated Telephone Switch Board Cable
0.4mm x 1P Solid Bare Copper Conductor PE Insulated Telephone Switch Board Cable
0.4mm x 2P Solid Bare Copper Conductor PE Insulated Telephone Switch Board Cable
0.4mm x 3P Solid Bare Copper Conductor PE Insulated Telephone Switch Board Cable
0.4mm x 4P Solid Bare Copper Conductor PE Insulated Telephone Switch Board Cable
0.4mm x 5P Solid Bare Copper Conductor PE Insulated Telephone Switch Board Cable
0.4mm x 6P Solid Bare Copper Conductor PE Insulated Telephone Switch Board Cable
0.4mm x 10P Solid Bare Copper Conductor PE Insulated Telephone Switch Board Cable
0.4mm x 20P Solid Bare Copper Conductor PE Insulated Telephone Switch Board Cable
0.5mm x 1P Solid Bare Copper Conductor PE Insulated Telephone Switch Board Cable
0.5mm x 2P Solid Bare Copper Conductor PE Insulated Telephone Switch Board Cable
0.5mm x 3P Solid Bare Copper Conductor PE Insulated Telephone Switch Board Cable
0.5mm x 4P Solid Bare Copper Conductor PE Insulated Telephone Switch Board Cable
0.5mm x 5P Solid Bare Copper Conductor PE Insulated Telephone Switch Board Cable
0.5mm x 6P Solid Bare Copper Conductor PE Insulated Telephone Switch Board Cable
0.5mm x 10P Solid Bare Copper Conductor PE Insulated Telephone Switch Board Cable
0.5mm x 20P Solid Bare Copper Conductor PE Insulated Telephone Switch Board Cable
0.6mm x 1P Solid Bare Copper Conductor PE Insulated Telephone Switch Board Cable
0.6mm x 2P Solid Bare Copper Conductor PE Insulated Telephone Switch Board Cable
0.6mm x 3P Solid Bare Copper Conductor PE Insulated Telephone Switch Board Cable
0.6mm x 4P Solid Bare Copper Conductor PE Insulated Telephone Switch Board Cable
0.6mm x 5P Solid Bare Copper Conductor PE Insulated Telephone Switch Board Cable
0.6mm x 6P Solid Bare Copper Conductor PE Insulated Telephone Switch Board Cable
0.6mm x 10P Solid Bare Copper Conductor PE Insulated Telephone Switch Board Cable
0.6mm x 20P Solid Bare Copper Conductor PE Insulated Telephone Switch Board Cable
Submersible Cables | 3-Core Flat Submersible Cables | 1 Sq.mm Copper Conductor PVC Insulated 3-Core Flat Submersible Cable
1.5 Sq.mm Copper Conductor PVC Insulated 3-Core Flat Submersible Cable
2.5 Sq.mm Copper Conductor PVC Insulated 3-Core Flat Submersible Cable
4 Sq.mm Copper Conductor PVC Insulated 3-Core Flat Submersible Cable
6 Sq.mm Copper Conductor PVC Insulated 3-Core Flat Submersible Cable
10 Sq.mm Copper Conductor PVC Insulated 3-Core Flat Submersible Cable
16 Sq.mm Copper Conductor PVC Insulated 3-Core Flat Submersible Cable
25 Sq.mm Copper Conductor PVC Insulated 3-Core Flat Submersible Cable
32 Sq.mm Copper Conductor PVC Insulated 3-Core Flat Submersible Cable
Building Management Cables -BMS | 0.5 Sq.mm x 2C 300V Multicore Tinned Copper Wire Braided BMS Cable
0.5 Sq.mm x 3C 300V Multicore Tinned Copper Wire Braided BMS Cable
0.5 Sq.mm x 4C 300V Multicore Tinned Copper Wire Braided BMS Cable
0.5 Sq.mm x 5C 300V Multicore Tinned Copper Wire Braided BMS Cable
0.5 Sq.mm x 6C 300V Multicore Tinned Copper Wire Braided BMS Cable
0.5 Sq.mm x 7C 300V Multicore Tinned Copper Wire Braided BMS Cable
0.5 Sq.mm x 8C 300V Multicore Tinned Copper Wire Braided BMS Cable
0.5 Sq.mm x 10C 300V Multicore Tinned Copper Wire Braided BMS Cable
0.5 Sq.mm x 12C 300V Multicore Tinned Copper Wire Braided BMS Cable
0.5 Sq.mm x 16C 300V Multicore Tinned Copper Wire Braided BMS Cable
0.5 Sq.mm x 18C 300V Multicore Tinned Copper Wire Braided BMS Cable
0.5 Sq.mm x 19C 300V Multicore Tinned Copper Wire Braided BMS Cable
0.5 Sq.mm x 20C 300V Multicore Tinned Copper Wire Braided BMS Cable
0.5 Sq.mm x 24C 300V Multicore Tinned Copper Wire Braided BMS Cable
0.75 Sq.mm x 2C 300V Multicore Tinned Copper Wire Braided BMS Cable
0.75 Sq.mm x 3C 300V Multicore Tinned Copper Wire Braided BMS Cable
0.75 Sq.mm x 4C 300V Multicore Tinned Copper Wire Braided BMS Cable
0.75 Sq.mm x 5C 300V Multicore Tinned Copper Wire Braided BMS Cable
0.75 Sq.mm x 6C 300V Multicore Tinned Copper Wire Braided BMS Cable
0.75 Sq.mm x 7C 300V Multicore Tinned Copper Wire Braided BMS Cable
0.75 Sq.mm x 8C 300V Multicore Tinned Copper Wire Braided BMS Cable
0.75 Sq.mm x 10C 300V Multicore Tinned Copper Wire Braided BMS Cable
0.75 Sq.mm x 12C 300V Multicore Tinned Copper Wire Braided BMS Cable
0.75 Sq.mm x 16C 300V Multicore Tinned Copper Wire Braided BMS Cable
0.75 Sq.mm x 18C 300V Multicore Tinned Copper Wire Braided BMS Cable
0.75 Sq.mm x 19C 300V Multicore Tinned Copper Wire Braided BMS Cable
0.75 Sq.mm x 20C 300V Multicore Tinned Copper Wire Braided BMS Cable
0.75 Sq.mm x 24C 300V Multicore Tinned Copper Wire Braided BMS Cable
1 Sq.mm x 2C 300V Multicore Tinned Copper Wire Braided BMS Cable
1 Sq.mm x 3C 300V Multicore Tinned Copper Wire Braided BMS Cable
1 Sq.mm x 4C 300V Multicore Tinned Copper Wire Braided BMS Cable
1 Sq.mm x 5C 300V Multicore Tinned Copper Wire Braided BMS Cable
1 Sq.mm x 6C 300V Multicore Tinned Copper Wire Braided BMS Cable
1 Sq.mm x 7C 300V Multicore Tinned Copper Wire Braided BMS Cable
1 Sq.mm x 8C 300V Multicore Tinned Copper Wire Braided BMS Cable
1 Sq.mm x 10C 300V Multicore Tinned Copper Wire Braided BMS Cable
1 Sq.mm x 12C 300V Multicore Tinned Copper Wire Braided BMS Cable
1 Sq.mm x 16C 300V Multicore Tinned Copper Wire Braided BMS Cable
1 Sq.mm x 18C 300V Multicore Tinned Copper Wire Braided BMS Cable
1 Sq.mm x 19C 300V Multicore Tinned Copper Wire Braided BMS Cable
1 Sq.mm x 20C 300V Multicore Tinned Copper Wire Braided BMS Cable
1 Sq.mm x 24C 300V Multicore Tinned Copper Wire Braided BMS Cable
1.5 Sq.mm x 2C 300V Multicore Tinned Copper Wire Braided BMS Cable
1.5 Sq.mm x 3C 300V Multicore Tinned Copper Wire Braided BMS Cable
1.5 Sq.mm x 4C 300V Multicore Tinned Copper Wire Braided BMS Cable
1.5 Sq.mm x 5C 300V Multicore Tinned Copper Wire Braided BMS Cable
1.5 Sq.mm x 6C 300V Multicore Tinned Copper Wire Braided BMS Cable
1.5 Sq.mm x 7C 300V Multicore Tinned Copper Wire Braided BMS Cable
1.5 Sq.mm x 8C 300V Multicore Tinned Copper Wire Braided BMS Cable
1.5 Sq.mm x 10C 300V Multicore Tinned Copper Wire Braided BMS Cable
1.5 Sq.mm x 12C 300V Multicore Tinned Copper Wire Braided BMS Cable
1.5 Sq.mm x 16C 300V Multicore Tinned Copper Wire Braided BMS Cable
1.5 Sq.mm x 18C 300V Multicore Tinned Copper Wire Braided BMS Cable
1.5 Sq.mm x 19C 300V Multicore Tinned Copper Wire Braided BMS Cable
1.5 Sq.mm x 20C 300V Multicore Tinned Copper Wire Braided BMS Cable
1.5 Sq.mm x 24C 300V Multicore Tinned Copper Wire Braided BMS Cable
| 0.5 Sq.mm x 2C 300V Multicore Aluminium Mylar Taped Wire Braided BMS Cable | Unarmoured
0.5 Sq.mm x 3C 300V Multicore Aluminium Mylar Taped Wire Braided BMS Cable
0.5 Sq.mm x 4C 300V Multicore Aluminium Mylar Taped Wire Braided BMS Cable
0.5 Sq.mm x 5C 300V Multicore Aluminium Mylar Taped Wire Braided BMS Cable
0.5 Sq.mm x 6C 300V Multicore Aluminium Mylar Taped Wire Braided BMS Cable
0.5 Sq.mm x 7C 300V Multicore Aluminium Mylar Taped Wire Braided BMS Cable
0.5 Sq.mm x 8C 300V Multicore Aluminium Mylar Taped Wire Braided BMS Cable
0.5 Sq.mm x 10C 300V Multicore Aluminium Mylar Taped Wire Braided BMS Cable
0.5 Sq.mm x 12C 300V Multicore Aluminium Mylar Taped Wire Braided BMS Cable
0.5 Sq.mm x 16C 300V Multicore Aluminium Mylar Taped Wire Braided BMS Cable
0.5 Sq.mm x 18C 300V Multicore Aluminium Mylar Taped Wire Braided BMS Cable
0.5 Sq.mm x 19C 300V Multicore Aluminium Mylar Taped Wire Braided BMS Cable
0.5 Sq.mm x 20C 300V Multicore Aluminium Mylar Taped Wire Braided BMS Cable
0.5 Sq.mm x 24C 300V Multicore Aluminium Mylar Taped Wire Braided BMS Cable
0.75 Sq.mm x 2C 300V Multicore Aluminium Mylar Taped Wire Braided BMS Cable
0.75 Sq.mm x 3C 300V Multicore Aluminium Mylar Taped Wire Braided BMS Cable
0.75 Sq.mm x 4C 300V Multicore Aluminium Mylar Taped Wire Braided BMS Cable
0.75 Sq.mm x 5C 300V Multicore Aluminium Mylar Taped Wire Braided BMS Cable
0.75 Sq.mm x 6C 300V Multicore Aluminium Mylar Taped Wire Braided BMS Cable
0.75 Sq.mm x 7C 300V Multicore Aluminium Mylar Taped Wire Braided BMS Cable
0.75 Sq.mm x 8C 300V Multicore Aluminium Mylar Taped Wire Braided BMS Cable
0.75 Sq.mm x 10C 300V Multicore Aluminium Mylar Taped Wire Braided BMS Cable
0.75 Sq.mm x 12C 300V Multicore Aluminium Mylar Taped Wire Braided BMS Cable
0.75 Sq.mm x 16C 300V Multicore Aluminium Mylar Taped Wire Braided BMS Cable
0.75 Sq.mm x 18C 300V Multicore Aluminium Mylar Taped Wire Braided BMS Cable
0.75 Sq.mm x 19C 300V Multicore Aluminium Mylar Taped Wire Braided BMS Cable
0.75 Sq.mm x 20C 300V Multicore Aluminium Mylar Taped Wire Braided BMS Cable
0.75 Sq.mm x 24C 300V Multicore Aluminium Mylar Taped Wire Braided BMS Cable
1 Sq.mm x 2C 300V Multicore Aluminium Mylar Taped Wire Braided BMS Cable
1 Sq.mm x 3C 300V Multicore Aluminium Mylar Taped Wire Braided BMS Cable
1 Sq.mm x 4C 300V Multicore Aluminium Mylar Taped Wire Braided BMS Cable
1 Sq.mm x 5C 300V Multicore Aluminium Mylar Taped Wire Braided BMS Cable
1 Sq.mm x 6C 300V Multicore Aluminium Mylar Taped Wire Braided BMS Cable
1 Sq.mm x 7C 300V Multicore Aluminium Mylar Taped Wire Braided BMS Cable
1 Sq.mm x 8C 300V Multicore Aluminium Mylar Taped Wire Braided BMS Cable
1 Sq.mm x 10C 300V Multicore Aluminium Mylar Taped Wire Braided BMS Cable
1 Sq.mm x 12C 300V Multicore Aluminium Mylar Taped Wire Braided BMS Cable
1 Sq.mm x 16C 300V Multicore Aluminium Mylar Taped Wire Braided BMS Cable
1 Sq.mm x 18C 300V Multicore Aluminium Mylar Taped Wire Braided BMS Cable
1 Sq.mm x 19C 300V Multicore Aluminium Mylar Taped Wire Braided BMS Cable
1 Sq.mm x 20C 300V Multicore Aluminium Mylar Taped Wire Braided BMS Cable
1 Sq.mm x 24C 300V Multicore Aluminium Mylar Taped Wire Braided BMS Cable
1.5 Sq.mm x 2C 300V Multicore Aluminium Mylar Taped Wire Braided BMS Cable
1.5 Sq.mm x 3C 300V Multicore Aluminium Mylar Taped Wire Braided BMS Cable
1.5 Sq.mm x 4C 300V Multicore Aluminium Mylar Taped Wire Braided BMS Cable
1.5 Sq.mm x 5C 300V Multicore Aluminium Mylar Taped Wire Braided BMS Cable
1.5 Sq.mm x 6C 300V Multicore Aluminium Mylar Taped Wire Braided BMS Cable
1.5 Sq.mm x 7C 300V Multicore Aluminium Mylar Taped Wire Braided BMS Cable
1.5 Sq.mm x 8C 300V Multicore Aluminium Mylar Taped Wire Braided BMS Cable
1.5 Sq.mm x 10C 300V Multicore Aluminium Mylar Taped Wire Braided BMS Cable
1.5 Sq.mm x 12C 300V Multicore Aluminium Mylar Taped Wire Braided BMS Cable
1.5 Sq.mm x 16C 300V Multicore Aluminium Mylar Taped Wire Braided BMS Cable
1.5 Sq.mm x 18C 300V Multicore Aluminium Mylar Taped Wire Braided BMS Cable
1.5 Sq.mm x 19C 300V Multicore Aluminium Mylar Taped Wire Braided BMS Cable
1.5 Sq.mm x 20C 300V Multicore Aluminium Mylar Taped Wire Braided BMS Cable
1.5 Sq.mm x 24C 300V Multicore Aluminium Mylar Taped Wire Braided BMS Cable
| 0.5 Sq.mm x 2C 500V Multicore Aluminium Mylar Taped Wire Braided BMS Cable | Unarmoured
0.5 Sq.mm x 3C 500V Multicore Aluminium Mylar Taped Wire Braided BMS Cable
0.5 Sq.mm x 4C 500V Multicore Aluminium Mylar Taped Wire Braided BMS Cable
0.5 Sq.mm x 5C 500V Multicore Aluminium Mylar Taped Wire Braided BMS Cable
0.5 Sq.mm x 6C 500V Multicore Aluminium Mylar Taped Wire Braided BMS Cable
0.5 Sq.mm x 7C 500V Multicore Aluminium Mylar Taped Wire Braided BMS Cable
0.5 Sq.mm x 8C 500V Multicore Aluminium Mylar Taped Wire Braided BMS Cable
0.5 Sq.mm x 10C 500V Multicore Aluminium Mylar Taped Wire Braided BMS Cable
0.5 Sq.mm x 12C 500V Multicore Aluminium Mylar Taped Wire Braided BMS Cable
0.5 Sq.mm x 16C 500V Multicore Aluminium Mylar Taped Wire Braided BMS Cable
0.5 Sq.mm x 18C 500V Multicore Aluminium Mylar Taped Wire Braided BMS Cable
0.5 Sq.mm x 19C 500V Multicore Aluminium Mylar Taped Wire Braided BMS Cable
0.5 Sq.mm x 20C 500V Multicore Aluminium Mylar Taped Wire Braided BMS Cable
0.5 Sq.mm x 24C 500V Multicore Aluminium Mylar Taped Wire Braided BMS Cable
0.75 Sq.mm x 2C 500V Multicore Aluminium Mylar Taped Wire Braided BMS Cable
0.75 Sq.mm x 3C 500V Multicore Aluminium Mylar Taped Wire Braided BMS Cable
0.75 Sq.mm x 4C 500V Multicore Aluminium Mylar Taped Wire Braided BMS Cable
0.75 Sq.mm x 5C 500V Multicore Aluminium Mylar Taped Wire Braided BMS Cable
0.75 Sq.mm x 6C 500V Multicore Aluminium Mylar Taped Wire Braided BMS Cable
0.75 Sq.mm x 7C 500V Multicore Aluminium Mylar Taped Wire Braided BMS Cable
0.75 Sq.mm x 8C 500V Multicore Aluminium Mylar Taped Wire Braided BMS Cable
0.75 Sq.mm x 10C 500V Multicore Aluminium Mylar Taped Wire Braided BMS Cable
0.75 Sq.mm x 12C 500V Multicore Aluminium Mylar Taped Wire Braided BMS Cable
0.75 Sq.mm x 16C 500V Multicore Aluminium Mylar Taped Wire Braided BMS Cable
0.75 Sq.mm x 18C 500V Multicore Aluminium Mylar Taped Wire Braided BMS Cable
0.75 Sq.mm x 19C 500V Multicore Aluminium Mylar Taped Wire Braided BMS Cable
0.75 Sq.mm x 20C 500V Multicore Aluminium Mylar Taped Wire Braided BMS Cable
0.75 Sq.mm x 24C 500V Multicore Aluminium Mylar Taped Wire Braided BMS Cable
1 Sq.mm x 2C 500V Multicore Aluminium Mylar Taped Wire Braided BMS Cable
1 Sq.mm x 3C 500V Multicore Aluminium Mylar Taped Wire Braided BMS Cable
1 Sq.mm x 4C 500V Multicore Aluminium Mylar Taped Wire Braided BMS Cable
1 Sq.mm x 5C 500V Multicore Aluminium Mylar Taped Wire Braided BMS Cable
1 Sq.mm x 6C 500V Multicore Aluminium Mylar Taped Wire Braided BMS Cable
1 Sq.mm x 7C 500V Multicore Aluminium Mylar Taped Wire Braided BMS Cable
1 Sq.mm x 8C 500V Multicore Aluminium Mylar Taped Wire Braided BMS Cable
1 Sq.mm x 10C 500V Multicore Aluminium Mylar Taped Wire Braided BMS Cable
1 Sq.mm x 12C 500V Multicore Aluminium Mylar Taped Wire Braided BMS Cable
1 Sq.mm x 16C 500V Multicore Aluminium Mylar Taped Wire Braided BMS Cable
1 Sq.mm x 18C 500V Multicore Aluminium Mylar Taped Wire Braided BMS Cable
1 Sq.mm x 19C 500V Multicore Aluminium Mylar Taped Wire Braided BMS Cable
1 Sq.mm x 20C 500V Multicore Aluminium Mylar Taped Wire Braided BMS Cable
1 Sq.mm x 24C 500V Multicore Aluminium Mylar Taped Wire Braided BMS Cable
1.5 Sq.mm x 2C 500V Multicore Aluminium Mylar Taped Wire Braided BMS Cable
1.5 Sq.mm x 3C 500V Multicore Aluminium Mylar Taped Wire Braided BMS Cable
1.5 Sq.mm x 4C 500V Multicore Aluminium Mylar Taped Wire Braided BMS Cable
1.5 Sq.mm x 5C 500V Multicore Aluminium Mylar Taped Wire Braided BMS Cable
1.5 Sq.mm x 6C 500V Multicore Aluminium Mylar Taped Wire Braided BMS Cable
1.5 Sq.mm x 7C 500V Multicore Aluminium Mylar Taped Wire Braided BMS Cable
1.5 Sq.mm x 8C 500V Multicore Aluminium Mylar Taped Wire Braided BMS Cable
1.5 Sq.mm x 10C 500V Multicore Aluminium Mylar Taped Wire Braided BMS Cable
1.5 Sq.mm x 12C 500V Multicore Aluminium Mylar Taped Wire Braided BMS Cable
1.5 Sq.mm x 16C 500V Multicore Aluminium Mylar Taped Wire Braided BMS Cable
1.5 Sq.mm x 18C 500V Multicore Aluminium Mylar Taped Wire Braided BMS Cable
1.5 Sq.mm x 19C 500V Multicore Aluminium Mylar Taped Wire Braided BMS Cable
1.5 Sq.mm x 20C 500V Multicore Aluminium Mylar Taped Wire Braided BMS Cable
1.5 Sq.mm x 24C 500V Multicore Aluminium Mylar Taped Wire Braided BMS Cable
0.5 Sq.mm x 2C 500V Multicore Tinned Copper Wire Braided BMS Cable
0.5 Sq.mm x 3C 500V Multicore Tinned Copper Wire Braided BMS Cable
0.5 Sq.mm x 4C 500V Multicore Tinned Copper Wire Braided BMS Cable
0.5 Sq.mm x 5C 500V Multicore Tinned Copper Wire Braided BMS Cable
0.5 Sq.mm x 6C 500V Multicore Tinned Copper Wire Braided BMS Cable
0.5 Sq.mm x 7C 500V Multicore Tinned Copper Wire Braided BMS Cable
0.5 Sq.mm x 8C 500V Multicore Tinned Copper Wire Braided BMS Cable
0.5 Sq.mm x 10C 500V Multicore Tinned Copper Wire Braided BMS Cable
0.5 Sq.mm x 12C 500V Multicore Tinned Copper Wire Braided BMS Cable
0.5 Sq.mm x 16C 500V Multicore Tinned Copper Wire Braided BMS Cable
0.5 Sq.mm x 18C 500V Multicore Tinned Copper Wire Braided BMS Cable
0.5 Sq.mm x 19C 500V Multicore Tinned Copper Wire Braided BMS Cable
0.5 Sq.mm x 20C 500V Multicore Tinned Copper Wire Braided BMS Cable
0.5 Sq.mm x 24C 500V Multicore Tinned Copper Wire Braided BMS Cable
0.75 Sq.mm x 2C 500V Multicore Tinned Copper Wire Braided BMS Cable
0.75 Sq.mm x 3C 500V Multicore Tinned Copper Wire Braided BMS Cable
0.75 Sq.mm x 4C 500V Multicore Tinned Copper Wire Braided BMS Cable
0.75 Sq.mm x 5C 500V Multicore Tinned Copper Wire Braided BMS Cable
0.75 Sq.mm x 6C 500V Multicore Tinned Copper Wire Braided BMS Cable
0.75 Sq.mm x 7C 500V Multicore Tinned Copper Wire Braided BMS Cable
0.75 Sq.mm x 8C 500V Multicore Tinned Copper Wire Braided BMS Cable
0.75 Sq.mm x 10C 500V Multicore Tinned Copper Wire Braided BMS Cable
0.75 Sq.mm x 12C 500V Multicore Tinned Copper Wire Braided BMS Cable
0.75 Sq.mm x 16C 500V Multicore Tinned Copper Wire Braided BMS Cable
0.75 Sq.mm x 18C 500V Multicore Tinned Copper Wire Braided BMS Cable
0.75 Sq.mm x 19C 500V Multicore Tinned Copper Wire Braided BMS Cable
0.75 Sq.mm x 20C 500V Multicore Tinned Copper Wire Braided BMS Cable
0.75 Sq.mm x 24C 500V Multicore Tinned Copper Wire Braided BMS Cable
1 Sq.mm x 2C 500V Multicore Tinned Copper Wire Braided BMS Cable
1 Sq.mm x 3C 500V Multicore Tinned Copper Wire Braided BMS Cable
1 Sq.mm x 4C 500V Multicore Tinned Copper Wire Braided BMS Cable
1 Sq.mm x 5C 500V Multicore Tinned Copper Wire Braided BMS Cable
1 Sq.mm x 6C 500V Multicore Tinned Copper Wire Braided BMS Cable
1 Sq.mm x 7C 500V Multicore Tinned Copper Wire Braided BMS Cable
1 Sq.mm x 8C 500V Multicore Tinned Copper Wire Braided BMS Cable
1 Sq.mm x 10C 500V Multicore Tinned Copper Wire Braided BMS Cable
1 Sq.mm x 12C 500V Multicore Tinned Copper Wire Braided BMS Cable
1 Sq.mm x 16C 500V Multicore Tinned Copper Wire Braided BMS Cable
1 Sq.mm x 18C 500V Multicore Tinned Copper Wire Braided BMS Cable
1 Sq.mm x 19C 500V Multicore Tinned Copper Wire Braided BMS Cable
1 Sq.mm x 20C 500V Multicore Tinned Copper Wire Braided BMS Cable
1 Sq.mm x 24C 500V Multicore Tinned Copper Wire Braided BMS Cable
1.5 Sq.mm x 2C 500V Multicore Tinned Copper Wire Braided BMS Cable
1.5 Sq.mm x 3C 500V Multicore Tinned Copper Wire Braided BMS Cable
1.5 Sq.mm x 4C 500V Multicore Tinned Copper Wire Braided BMS Cable
1.5 Sq.mm x 5C 500V Multicore Tinned Copper Wire Braided BMS Cable
1.5 Sq.mm x 6C 500V Multicore Tinned Copper Wire Braided BMS Cable
1.5 Sq.mm x 7C 500V Multicore Tinned Copper Wire Braided BMS Cable
1.5 Sq.mm x 8C 500V Multicore Tinned Copper Wire Braided BMS Cable
1.5 Sq.mm x 10C 500V Multicore Tinned Copper Wire Braided BMS Cable
1.5 Sq.mm x 12C 500V Multicore Tinned Copper Wire Braided BMS Cable
1.5 Sq.mm x 16C 500V Multicore Tinned Copper Wire Braided BMS Cable
1.5 Sq.mm x 18C 500V Multicore Tinned Copper Wire Braided BMS Cable
1.5 Sq.mm x 19C 500V Multicore Tinned Copper Wire Braided BMS Cable
1.5 Sq.mm x 20C 500V Multicore Tinned Copper Wire Braided BMS Cable
1.5 Sq.mm x 24C 500V Multicore Tinned Copper Wire Braided BMS Cable
Rubber Cables | Rubber Welding Cables | Rubber Welding Cables with Copper Conductor | 16 Sq.mm Rubber Welding Cable with Copper Conductor
25 Sq.mm Rubber Welding Cable with Copper Conductor
35 Sq.mm Rubber Welding Cable with Copper Conductor
50 Sq.mm Rubber Welding Cable with Copper Conductor
70 Sq.mm Rubber Welding Cable with Copper Conductor
95 Sq.mm Rubber Welding Cable with Copper Conductor
|  | Rubber Welding Cable with Aluminium Conductor | 16 Sq.mm Rubber Welding Cable with Aluminium Conductor
25 Sq.mm Rubber Welding Cable with Aluminium Conductor
35 Sq.mm Rubber Welding Cable with Aluminium Conductor
50 Sq.mm Rubber Welding Cable with Aluminium Conductor
70 Sq.mm Rubber Welding Cable with Aluminium Conductor
95 Sq.mm Rubber Welding Cable with Aluminium Conductor

## Earthing Systems
Copper Bonded Steel Flat Conductor | 25mm x 4mm Copper Bonded Steel Flat Conductor
25mm x 6mm Copper Bonded Steel Flat Conductor
50mm x 6mm Copper Bonded Steel Flat Conductor
50mm x 8mm Copper Bonded Steel Flat Conductor
50mm x 10mm Copper Bonded Steel Flat Conductor
Earth Electrodes | 1/2" Threaded Copperbond Earth Rod-1200mm
1/2" Threaded Copperbond Earth Rod-1500mm
1/2" Threaded Copperbond Earth Rod-1800mm
1/2" Threaded Copperbond Earth Rod-2400mm
5/8" Threaded Copperbond Earth Rod-1200mm
5/8" Threaded Copperbond Earth Rod-1500mm
5/8" Threaded Copperbond Earth Rod-1800mm
5/8" Threaded Copperbond Earth Rod-2100mm
5/8" Threaded Copperbond Earth Rod-2400mm
5/8" Threaded Copperbond Earth Rod-3000mm
5/8" Threaded Copperbond Earth Rod-2440mm
5/8" Threaded Copperbond Earth Rod-3048mm
3/4" Threaded Copperbond Earth Rod-1200mm
3/4" Threaded Copperbond Earth Rod-1500mm
3/4" Threaded Copperbond Earth Rod-1800mm
3/4" Threaded Copperbond Earth Rod-2100mm
3/4" Threaded Copperbond Earth Rod-2400mm
3/4" Threaded Copperbond Earth Rod-3000mm
3/4" Threaded Copperbond Earth Rod-2440mm
3/4" Threaded Copperbond Earth Rod-3048mm
9mm Unthreaded Copperbond Earth Rod-1200mm
12.7mm Unthreaded Copperbond Earth Rod-1500mm
14.2mm Unthreaded Copperbond Earth Rod-1200mm
14.2mm Unthreaded Copperbond Earth Rod-1500mm
14.2mm Unthreaded Copperbond Earth Rod-3000mm
14.2mm Unthreaded Copperbond Earth Rod-2440mm
14.2mm Unthreaded Copperbond Earth Rod-3048mm
17.2mm Unthreaded Copperbond Earth Rod-2000mm
17.2mm Unthreaded Copperbond Earth Rod-2400mm
17.2mm Unthreaded Copperbond Earth Rod-2440mm
17.2mm Unthreaded Copperbond Earth Rod-3048mm
15mm Solid Copper Earth Rod-1200mm
15mm Solid Copper Earth Rod-1500mm
15mm Solid Copper Earth Rod-3000mm
20mm Solid Copper Earth Rod-1200mm
20mm Solid Copper Earth Rod-1500mm
20mm Solid Copper Earth Rod-3000mm
16mm Stainless Steel Earth Rod-1200mm
16mm Stainless Steel Earth Rod-1500mm
16mm Stainless Steel Earth Rod-1800mm
20mm Stainless Steel Earth Rod-1500mm
20mm Stainless Steel Earth Rod-3000mm
600 x 600 x 1.5mm Earth Plate Solid Copper
900 x 900 x 1.5mm Earth Plate Solid Copper
600 x 600 x 3mm Earth Plate Solid Copper
900 x 900 x 3mm Earth Plate Solid Copper
Earth Electrode Backfill
Bentonite Earth Electrode Backfill
600 x 600 x3mm Earth Plate Lattice Copper
900 x 900 x3mm Earth Plate Lattice Copper
14.2mm Copper Bonded Steel Rod-10ft
17.2mm Copper Bonded Steel Rod-10ft
19mm Copper Bonded Steel Rod-10ft
21mm Copper Bonded Steel Rod-10ft
23mm Copper Bonded Steel Rod-10ft
24mm Copper Bonded Steel Rod-10ft
25mm Copper Bonded Steel Rod-10ft
32mm Copper Bonded Steel Rod-10ft
38mm Copper Bonded Steel Rod-10ft
24mm Copper Bonded Steel Rod-10ft
13mm Copper Earth Rod-10ft
15mm Copper Earth Rod-10ft
20mm Copper Earth Rod-10ft
22mm Copper Earth Rod-10ft
23mm Copper Earth Rod-10ft
24mm Copper Earth Rod-10ft
25mm Copper Earth Rod-10ft
Earthing Pit Covers | Polyethene Earthing Pit Cover-5000kg
Engineered Plastic Earthing Pit Cover-5000kg
Lightweight inspection pit with concrete lid-1200kg
Poly-Plastic Earthing Pit-8000kg
Earth Bar for inspection bit | 5 hole earth Bar
Concrete Inspection Pit-30kg
5 hole earth Bar
7 hole earth Bar
14.2mm Coupler For Earth Rod with Thread
Connection Material

## TM
Motor Control Centers (MCC) | Motor Control Center MCC
Air Cirucit Breakers | TP Air Circuit Breakers | 630A TP ACB
800A TP ACB
1000A TP ACB
1250A TP ACB
1600A TP ACB
2000A TP ACB
2500A TP ACB
| FP Air Circuit Breakers | 630A FP ACB
800A FP ACB
1000A FP ACB
1250A FP ACB
1600A FP ACB
2000A FP ACB
2500A FP ACB
Switch Disconector's |  | 630A TP Switch Disconnector
800A TP Switch Disconnector
1000A TP Switch Disconnector
1250A TP Switch Disconnector
1600A TP Switch Disconnector
2000A TP Switch Disconnector
2500A TP Switch Disconnector
630A FP Switch Disconnector
800A FP Switch Disconnector
1000A FP Switch Disconnector
1250A FP Switch Disconnector
1600A FP Switch Disconnector
2000A FP Switch Disconnector
2500A FP Switch Disconnector

## Home Products
MCB | MCB SP B-Curve | 0.5A MCB SP B-Curve
1A MCB SP B-Curve
2A MCB SP B-Curve
3A MCB SP B-Curve
4A MCB SP B-Curve
6A MCB SP B-Curve
10A MCB SP B-Curve
13A MCB SP B-Curve
16A MCB SP B-Curve
20A MCB SP B-Curve
25A MCB SP B-Curve
32A MCB SP B-Curve
40A MCB SP B-Curve
50A MCB SP B-Curve
63A MCB SP B-Curve
| MCB SP C-Curve | 0.5A MCB SP C-Curve
1A MCB SP C-Curve
2A MCB SP C-Curve
3A MCB SP C-Curve
4A MCB SP C-Curve
6A MCB SP C-Curve
10A MCB SP C-Curve
13A MCB SP C-Curve
20A MCB SP C-Curve
25A MCB SP C-Curve
32A MCB SP C-Curve
40A MCB SP C-Curve
50A MCB SP C-Curve
63A MCB SP C-Curve
80A MCB SP C-Curve
100A MCB SP C-Curve
125A MCB SP C-Curve
| MCB SP D-Curve | 0.5A MCB SP D-Curve
1A MCB SP D-Curve
2A MCB SP D-Curve
3A MCB SP D-Curve
4A MCB SP D-Curve
6A MCB SP D-Curve
10A MCB SP D-Curve
13A MCB SP D-Curve
16A MCB SP D-Curve
20A MCB SP D-Curve
25A MCB SP D-Curve
32A MCB SP D-Curve
40A MCB SP D-Curve
50A MCB SP D-Curve
63A MCB SP D-Curve
80A MCB SP D-Curve
100A MCB SP D-Curve
125A MCB SP D-Curve
| MCB SP K-Curve | 1A MCB SP K-Cuve
1.6A MCB SP K-Cuve
2A MCB SP K-Cuve
6A MCB SP K-Cuve
16A MCB SP K-Cuve
20A MCB SP K-Cuve
25A MCB SP K-Cuve
50A MCB SP K-Cuve
63A MCB SP K-Cuve
| MCB SP Z-Curve | 0.5A MCB SP Z-Curve
3A MCB SP Z-Curve
| MCB DP B-Curve | 0.5A MCB DP B-Curve
1A MCB DP B-curve
2A MCB DP B-curve
3A MCB DP B-curve
4A MCB DP B-curve
6A MCB DP B-curve
10A MCB DP B-curve
13A MCB DP B-curve
16A MCB DP B-curve
20A MCB DP B-curve
25A MCB DP B-curve
32A MCB DP B-curve
40A MCB DP B-curve
50A MCB DP B-curve
63A MCB DP B-curve
80A MCB DP B-curve
100A MCB DP B-curve
| MCB DP C-Curve | 0.5A MCB DP C-Curve
1A MCB DP C-Curve
2A MCB DP C-Curve
3A MCB DP C-Curve
4A MCB DP C-Curve
5A MCB DP C-Curve
6A MCB DP C-Curve
10A MCB DP C-Curve
13A MCB DP C-Curve
16A MCB DP C-Curve
20A MCB DP C-Curve
25A MCB DP C-Curve
32A MCB DP C-Curve
40A MCB DP C-Curve
50A MCB DP C-Curve
63A MCB DP C-Curve
80A MCB DP C-Curve
100A MCB DP C-Curve
125A MCB DP C-Curve
| MCB DP D-Curve | 0.5A MCB DP D-Curve
1A MCB DP D-Curve
2A MCB DP D-Curve
3A MCB DP D-Curve
4A MCB DP D-Curve
6A MCB DP D-Curve
10A MCB DP D-Curve
13A MCB DP D-Curve
16A MCB DP D-Curve
20A MCB DP D-Curve
25A MCB DP D-Curve
32A MCB DP D-Curve
40A MCB DP D-Curve
50A MCB DP D-Curve
63A MCB DP D-Curve
80A MCB DP D-Curve
100A MCB DP D-Curve
125A MCB DP D-Curve
| MCB DP K-Curve | 1A MCB DP K-Curve
2A MCB DP K-Curve
10A MCB DP K-Curve
16A MCB DP K-Curve
25A MCB DP K-Curve
32A MCB DP K-Curve
63A MCB DP K-Curve
| MCB DP MA-Curve | 1A MCB DP MA-Curve
2A MCB DP MA-Curve
10A MCB DP MA-Curve
16A MCB DP MA-Curve
25A MCB DP MA-Curve
32A MCB DP MA-Curve
63A MCB DP MA-Curve
| MCB TP C-Curve | 0.5A MCB TP C-Curve
1A MCB TP C-Curve
2A MCB TP C-Curve
3A MCB TP C-Curve
4A MCB TP C-Curve
6A MCB TP C-Curve
10A MCB TP C-Curve
13A MCB TP C-Curve
16A MCB TP C-Curve
20A MCB TP C-Curve
25A MCB TP C-Curve
32A MCB TP C-Curve
40A MCB TP C-Curve
50A MCB TP C-Curve
63A MCB TP C-Curve
80A MCB TP C-Curve
100A MCB TP C-Curve
125A MCB TP C-Curve
| MCB TP B-Curve | 0.5A MCB TP B-Curve
1A MCB TP B-Curve
2A MCB TP B-Curve
3A MCB TP B-Curve
4A MCB TP B-Curve
6A MCB TP B-Curve
10A MCB TP B-Curve
13A MCB TP B-Curve
16A MCB TP B-Curve
20A MCB TP B-Curve
25A MCB TP B-Curve
32A MCB TP B-Curve
40A MCB TP B-Curve
50A MCB TP B-Curve
63A MCB TP B-Curve
80A MCB TP B-Curve
100A MCB TP B-Curve
| MCB TP D-Curve | 0.5A MCB TP D-Curve
1A MCB TP D-Curve
2A MCB TP D-Curve
3A MCB TP D-Curve
4A MCB TP D-Curve
6A MCB TP D-Curve
10A MCB TP D-Curve
13A MCB TP D-Curve
16A MCB TP D-Curve
20A MCB TP D-Curve
25A MCB TP D-Curve
32A MCB TP D-Curve
40A MCB TP D-Curve
50A MCB TP D-Curve
63A MCB TP D-Curve
80A MCB TP D-Curve
100A MCB TP D-Curve
125A MCB TP D-Curve
| MCB TP K-Curve | 1A MCB TP K-Curve
1.6A MCB TP K-Curve
6A MCB TP K-Curve
10A MCB TP K-Curve
16A MCB TP K-Curve
32A MCB TP K-Curve
40A MCB TP K-Curve
50A MCB TP K-Curve
| MCB TP MA-Curve | 2.5A MA-Curve TP MCB
4A MA-Curve TP MCB
6.3A MA-Curve TP MCB
10A MA-Curve TP MCB
12.5A MA-Curve TP MCB
16A MA-Curve TP MCB
25A MA-Curve TP MCB
40A MA-Curve TP MCB
| MCB FP B-Curve | 1A MCB FP B-Curve
2A MCB FP B-Curve
3A MCB FP B-Curve
4A MCB FP B-Curve
6A MCB FP B-Curve
10A MCB FP B-Curve
13A MCB FP B-Curve
16A MCB FP B-Curve
20A MCB FP B-Curve
25A MCB FP B-Curve
32A MCB FP B-Curve
40A MCB FP B-Curve
50A MCB FP B-Curve
63A MCB FP B-Curve
80A MCB FP B-Curve
100A MCB FP B-Curve
| MCB FP C-Curve | 0.5A MCB FP C-Curve
1A MCB FP C-Curve
2A MCB FP C-Curve
3A MCB FP C-Curve
4A MCB FP C-Curve
5A MCB FP C-Curve
6A MCB FP C-Curve
10A MCB FP C-Curve
13A MCB FP C-Curve
16A MCB FP C-Curve
20A MCB FP C-Curve
25A MCB FP C-Curve
40A MCB FP C-Curve
50A MCB FP C-Curve
63A MCB FP C-Curve
80A MCB FP C-Curve
100A MCB FP C-Curve
125A MCB FP C-Curve
| MCB FP D-Curve | 1A MCB FP D-Curve
2A MCB FP D-Curve
6A MCB FP D-Curve
10A MCB FP D-Curve
13A MCB FP D-Curve
16A MCB FP D-Curve
20A MCB FP D-Curve
25A MCB FP D-Curve
32A MCB FP D-Curve
40A MCB FP D-Curve
50A MCB FP D-Curve
63A MCB FP D-Curve
80A MCB FP D-Curve
100A MCB FP D-Curve
125A MCB FP D-Curve
| K-Curve FP MCB | 1A K-Curve FP MCB
1.6A K-Curve FP MCB
3A K-Curve FP MCB
10A K-Curve FP MCB
16A K-Curve FP MCB
20A K-Curve FP MCB
25A K-Curve FP MCB
32A K-Curve FP MCB
50A K-Curve FP MCB
63A K-Curve FP MCB

## Finalising
RCCB | Type AC RCCB | 2P Type AC RCCB | 25A DP Type AC RCCB-30mA
25A DP Type AC RCCB-100mA
25A DP Type AC RCCB-300mA
40A DP Type AC RCCB-30mA
40A DP Type AC RCCB-100mA
40A DP Type AC RCCB-300mA
63A DP Type AC RCCB-30mA
63A DP Type AC RCCB-100mA
63A DP Type AC RCCB-300mA
80A DP Type AC RCCB-30mA
80A DP Type AC RCCB-100mA
80A DP Type AC RCCB-300mA
|  | FP Type AC RCCB | 25A FP Type AC RCCB-30mA
25A FP Type AC RCCB-100mA
25A FP Type AC RCCB-300mA
40A FP Type AC RCCB-30mA
40A FP Type AC RCCB-100mA
40A FP Type AC RCCB-300mA
63A FP Type AC RCCB-30mA
63A FP Type AC RCCB-100mA
63A FP Type AC RCCB-300mA
80A FP Type AC RCCB-30mA
80A FP Type AC RCCB-100mA
80A FP Type AC RCCB-300mA
Residual Current Units | Type AC Residual Current Units | DP Type AC Residual Current Units | 40A DP Type AC Residual Current Unit-10mA
40A DP Type AC Residual Current Unit-30mA
40A DP Type AC Residual Current Unit-100mA
40A DP Type AC Residual Current Unit-300mA
63A DP Type AC Residual Current Unit-30mA
63A DP Type AC Residual Current Unit-100mA
63A DP Type AC Residual Current Unit-300mA
|  | tp | 40A TP Type AC Residual Current Unit-30mA
40A TP Type AC Residual Current Unit-100mA
40A TP Type AC Residual Current Unit-300mA
63A TP Type AC Residual Current Unit-30mA
63A TP Type AC Residual Current Unit-100mA
63A TP Type AC Residual Current Unit-300mA
|  | Fp | 40A FP Type AC Residual Current Unit-30mA
40A FP Type AC Residual Current Unit-100mA
40A FP Type AC Residual Current Unit-300mA
63A FP Type AC Residual Current Unit-30mA
63A FP Type AC Residual Current Unit-100mA
63A FP Type AC Residual Current Unit-300mA
|  | … | 40A DP Type A Residual Current Unit-10mA
40A DP Type A Residual Current Unit-30mA
40A DP Type A Residual Current Unit-100mA
40A DP Type A Residual Current Unit-300mA
63A DP Type A Residual Current Unit-30mA
63A DP Type A Residual Current Unit-100mA
63A DP Type A Residual Current Unit-300mA
40A TP Type A Residual Current Unit-30mA
40A TP Type A Residual Current Unit-100mA
40A TP Type A Residual Current Unit-300mA
63A TP Type A Residual Current Unit-30mA
63A TP Type A Residual Current Unit-100mA
63A TP Type A Residual Current Unit-300mA
40A FP Type A Residual Current Unit-30mA
40A FP Type A Residual Current Unit-100mA
40A FP Type A Residual Current Unit-300mA
63A FP Type A Residual Current Unit-30mA
63A FP Type A Residual Current Unit-100mA
63A FP Type A Residual Current Unit-300mA
AFFDs | AFDDs with Integrated MCB | AFDDs with Integrated MCB-B Curve | 6A AFDD with Integrated MCB-B Curve
10A AFDD with Integrated MCB-B Curve
13A AFDD with Integrated MCB-B Curve
16A AFDD with Integrated MCB-B Curve
20A AFDD with Integrated MCB-B Curve
25A AFDD with Integrated MCB-B Curve
32A AFDD with Integrated MCB-B Curve
40A AFDD with Integrated MCB-B Curve
|  | … | 6A AFDD with Integrated MCB-C Curve
10A AFDD with Integrated MCB-C Curve
13A AFDD with Integrated MCB-C Curve
16A AFDD with Integrated MCB-C Curve
20A AFDD with Integrated MCB-C Curve
25A AFDD with Integrated MCB-C Curve
32A AFDD with Integrated MCB-C Curve
40A AFDD with Integrated MCB-C Curve
| Type A C Curve |  | 6A AFDD with Integrated Type A RCBO-C Curve
10A AFDD with Integrated Type A RCBO-C Curve
13A AFDD with Integrated Type A RCBO-C Curve
16A AFDD with Integrated Type A RCBO-C Curve
20A AFDD with Integrated Type A RCBO-C Curve
25A AFDD with Integrated Type A RCBO-C Curve
32A AFDD with Integrated Type A RCBO-C Curve
40A AFDD with Integrated Type A RCBO-C Curve
Surge Protection Devices

## Sockets Final
Switches |  |  | 1-way Switches
6A Switch 1 way with Indicator
6A Switch 1 way with Light Marking
20A Switch 1 way
20ASwitch with Indicator 1 way
16A Switch with Indicator 1 way
|  | 10A(2M) Bell Push Switch with Indicator |  | 25A Switch with Indicator 1 way
6A Switch 1 way with Fan Marking
Sockets | 3 Pin Socket | 6A 3 Pin Socket with Elevated | Bell Bush Indicators | 10A Bell Push 1 way with Indicator
|  | 6A 3 Pin Socket without Elevated |  | 10A Bell Push 1 way
| Combination Socket | 6/16 Combination Socket with Elevated |  | 16A Bell Push Switch 1 way
|  | 6/16 Combination Socket without Elevated |  | 16A Bell Push Switch 1 way with Indicator
| Multi Socket (HD) | 6/16 Multi Socket (HD) | 2-way Switches | 6A Switch 2 way
| USB Charger Socket | 3A-2 Port USB Charger Socket |  | 10A Switch 2 way
Fan Regulator | 4 Speed Fan Regulator | 1M 4 Speed Fan Regulator |  | 16A Switch 2 way
| 5 Speed Fan Regulator | 2M 5 Speed Fan Regulator |  | 20A Switch 2 way
|  |  | SP Switches | 20A SP Switch 1 way with Indicator
|  |  | DP Switches | 32A DP Switch 1 way with Indicator
|  |  | Key Tag Switches | 32A DP Key Tag Switch Mechanical
Mini MCB | SP Mini MCB | 6A SP Mini MCB |  | 30A DP Key Tag Switch Mechanical
|  | 10A SP Mini MCB | LED Indicator for Switch | LED Indicator for Switch
|  | 16A SP Mini MCB | Dimmers | 1M Rotary Dimmer 400W
|  | 20A SP Mini MCB |  | 1M Rotary Dimmer 500W
|  | 25A SP Mini MCB |  | 1M Rotary Dimmer 200W
|  | 32A SP Mini MCB |  | 2M Rotary Dimmer 500W
| DP Mini MCB | 16A DP Mini MCB |  | 2M Rotary Dimmer 400W
|  | 20A DP Mini MCB |  | 3M Rotary Dimmer 1000W
|  | 25A DP Mini MCB | Fan Regulators | Fan Regulator 4 step 100W
|  | 32A DP Mini MCB |  | Fan Regulator 4 step 360 degree 100W
Fan Regulator 8 step 100W
Cover Plates |  | 1M Cover Plate |  | Fan Regulator 5 step 100W
|  | 2M Cover Plate | Cover Plates | Cover Plate 1M
|  | 3M Cover Plate |  | Cover Plate 2M
|  | 4M Cover Plate |  | Cover Plate 3M
|  | 6M Cover Plate |  | Cover Plate 4M
|  | 8M (H) Cover Plate |  | Cover Plate 6M
|  | 8M Cover Plate |  | Cover Plate 8M (H)
|  | 12M Cover Plate |  | Cover Plate 8M (S)
|  | 18M Cover Plate |  | Cover Plate 4X2M
Cover Plate 9M
Cover Plate 12M
Cover Plate 16M
Cover Plate 18M
|  |  | Telephone Sockets | RJ 11 Telephone Socket (with socket)
Double RJ 11 Telephone Socket (with socket)
RJ 45 Cat6 UTP Socket
TV Socket
Shaver Socket 120/230V AC with Plate
USB Charging Socket
VGA Socket
RGA Socket
HDMI Socket
16A Switched Socket
Boxes | Surface Mounting Boxes | Plastic Surface Mounting Boxes | 1M Plastic Surface Mounting Box
2M Plastic Surface Mounting Box
3M Plastic Surface Mounting Box
4M Plastic Surface Mounting Box
6M Plastic Surface Mounting Box
8MH Plastic Surface Mounting Box
8MV Plastic Surface Mounting Box
12M Plastic Surface Mounting Box
18M Plastic Surface Mounting Box
| GI Modular Boxes | GI Modular Metal Boxes | 1M GI Modular Metal Box
2M GI Modular Metal Box
3M GI Modular Metal Box
4M GI Modular Metal Box
6MH GI Modular Metal Box
8MH GI Modular Metal Box
8MV GI Modular Metal Box
8MH GI Modular Metal Box with 6 Clamp
12M GI Modular Metal Box
16M GI Modular Metal Box
18M GI Modular Metal Box
|  | GPSP Modular Metal Boxes | 1M GPSP Modular Metal Box
2M GPSP Modular Metal Box
3M GPSP Modular Metal Box
4M GPSP Modular Metal Box
6MH GPSP Modular Metal Box
8MH GPSP Modular Metal Box
8MV GPSP Modular Metal Box
8MH GPSP Modular Metal Box with 6 Clamp
12M GPSP Modular Metal Box
16M GPSP Modular Metal Box
18M GPSP Modular Metal Box

## Switch
Switches | 6A Switch 1 way
10A Switch 1 way
16A Switch 1 way
6A Switch 1 way with Indicator
6A Switch 1 way with Light Marking
20A Switch 1 way
20ASwitch with Indicator 1 way
16A Switch with Indicator 1 way
6A Bell Push 1M
6A Bell Push 2M